## simulation_16749752_hourly_data
hour_index | timestamp | global_horizontal_irradiance | direct_normal_irradiance | diffuse_horizontal_irradiance | dry_bulb_temperature | windspeed | albedo | solar_altitude_angle | solar_azimuth_angle | solar_incident_angle | horizon_elevation_angle | tracker_roll_angle | adjusted_ghi | poa_direct_irradiance | poa_diffuse_irradiance | poa_reflected_irradiance | shaded_direct_irradiance | shaded_diffuse_irradiance | shaded_reflected_irradiance | effective_direct_irradiance | effective_diffuse_irradiance | effective_reflected_irradiance | soiled_irradiance | total_irradiance | nameplate_power | avg_cell_temp | module_irradiance_derated_power | module_mpp_power | module_power | optimizer_input_power | optimizer_output_power | optimal_dc_power | optimal_dc_voltage | inverter_overpower_loss | inverter_underpower_loss | inverter_overvoltage_loss | inverter_undervoltage_loss | actual_dc_power | actual_dc_voltage | ac_power | grid_power
1 | 2021-01-01 | 0 |  | 0 | 21.7542 | 1.2637 | 0.2
2 | 2021-01-01 01:00 | 0 |  | 0 | 21.549 | 1.0508 | 0.2
3 | 2021-01-01 02:00 | 0 |  | 0 | 21.3979 | 1.1233 | 0.2
4 | 2021-01-01 03:00 | 0 |  | 0 | 21.2664 | 1.3008 | 0.2
5 | 2021-01-01 04:00 | 0 |  | 0 | 21.2205 | 0.98875 | 0.2
6 | 2021-01-01 05:00 | 26.0333 |  | 25.85 | 21.684 | 1.05 | 0.2 | 5.1697 | 113.5819 | 85.5097 | 0 |  | 26.0333 | 0.15902 | 25.6583 | 0.0060237 | 0.15902 | 25.6583 | 0.0053368 | 0.094415 | 24.401 | 0 | 24.0055 | 24.0069 | 2766.946 | 23.0619 | 2194.9807 | 2207.4475 | 2124.28 | 0 | 0 | 2123.7668 | 708.7963 | 0 | 0 | 0 | 0 | 2123.7668 | 708.7963 | 1784.5515 | 1775.6287
7 | 2021-01-01 06:00 | 246.5 |  | 84.8833 | 23.1729 | 0.99833 | 0.2 | 17.3711 | 106.997 | 73.264 | 0 |  | 246.5 | 155.642 | 84.7586 | 0.057037 | 155.642 | 84.7586 | 0.050532 | 136.3579 | 80.6001 | 0 | 212.6189 | 212.7503 | 24520.148 | 35.4127 | 23921.664 | 23137.559 | 21564.98 | 0 | 0 | 21517.842 | 748.7325 | 0 | 0 | 0 | 0 | 21517.842 | 748.7325 | 20613.354 | 20510.2871
8 | 2021-01-01 07:00 | 462.5667 |  | 104.9667 | 24.9271 | 1.4104 | 0.2 | 29.9938 | 100.8895 | 60.6014 | 0 |  | 462.5667 | 350.6804 | 105.3932 | 0.10703 | 350.6804 | 105.3932 | 0.094825 | 332.4477 | 100.2248 | 0 | 424.019 | 423.964 | 48861.03 | 48.8652 | 48694.406 | 45172.363 | 43213.164 | 0 | 0 | 43011.086 | 724.0244 | 0 | 0 | 0 | 0 | 43011.086 | 724.0244 | 41888.867 | 41679.4258
9 | 2021-01-01 08:00 | 685.7667 |  | 131.1833 | 26.7976 | 1.6546 | 0.2 | 42.8774 | 94.7095 | 47.6837 | 0 |  | 685.7667 | 548.1034 | 132.1398 | 0.15868 | 548.1034 | 132.1398 | 0.14058 | 534.7563 | 125.6626 | 0 | 647.2106 | 647.1834 | 74588.02 | 62.9356 | 74858.56 | 66251.19 | 63782.54 | 0 | 0 | 63303.9 | 689.8393 | 0 | 0 | 0 | 0 | 63303.9 | 689.8393 | 61712.832 | 61404.2695
10 | 2021-01-01 09:00 | 870.4 |  | 154.4 | 28.568 | 3.1175 | 0.2 | 55.8772 | 87.5156 | 34.6593 | 0 |  | 870.4 | 710.8231 | 155.5692 | 0.2014 | 710.8231 | 155.5692 | 0.17843 | 703.119 | 147.9453 | 0 | 834.043 | 834.2149 | 96143.85 | 72.15 | 96570.234 | 82688.13 | 80320.516 | 0 | 0 | 79500.01 | 662.1485 | 0 | 0 | 0 | 109.6799 | 79390.33 | 666.6555 | 77182.44 | 76796.5234
11 | 2021-01-01 10:00 | 992.85 |  | 198.9833 | 30.1043 | 3.25 | 0.2 | 68.7612 | 76.5793 | 21.7778 | 0 |  | 992.85 | 790.5341 | 200.1821 | 0.22973 | 790.5341 | 200.1821 | 0.20353 | 787.475 | 190.3738 | 0 | 958.2917 | 958.3948 | 110457.52 | 79.873 | 110809.59 | 92114.65 | 89494.375 | 0 | 0 | 88407.984 | 641.1592 | 0 | 0 | 0 | 1484.603 | 86923.38 | 654.3432 | 84397.04 | 83975.0547
12 | 2021-01-01 11:00 | 1052.3167 |  | 234.2667 | 31.3471 | 3.4588 | 0.2 | 80.4189 | 46.2707 | 10.2011 | 0 |  | 1052.3167 | 816.496 | 235.3388 | 0.24349 | 816.496 | 235.3388 | 0.21572 | 815.8397 | 223.8099 | 0 | 1018.8566 | 1018.8552 | 117423.48 | 83.7552 | 117685.24 | 96353.44 | 93563.63 | 0 | 0 | 92342.8 | 631.0546 | 0 | 0 | 0 | 2997.0476 | 89345.75 | 651.8936 | 86712.984 | 86279.4219
13 | 2021-01-01 12:00 | 1048.4166 |  | 254.2667 | 32.2655 | 4.0579 | 0.2 | 80.4264 | 313.8095 | 8.8179 | 0 |  | 1048.4166 | 794.1454 | 256.6536 | 0.24259 | 794.1454 | 256.6536 | 0.21492 | 793.5844 | 244.0834 | 0 | 1016.9145 | 1016.9161 | 117204.086 | 83.1672 | 117469.94 | 96405.09 | 94151.61 | 0 | 0 | 92902.984 | 629.3388 | 0 | 0 | 0 | 2778.5012 | 90124.484 | 650.4174 | 87457.09 | 87019.8125
14 | 2021-01-01 13:00 | 996.4833 |  | 191.6 | 32.8409 | 4.4 | 0.2 | 68.7706 | 283.4642 | 20.7825 | 0 |  | 996.4833 | 806.2328 | 193.6091 | 0.23057 | 806.2328 | 193.6091 | 0.20428 | 803.3704 | 184.1277 | 0 | 967.7482 | 967.7418 | 111533.586 | 80.533 | 111877.516 | 92780.67 | 89985.25 | 0 | 0 | 88877.85 | 639.8106 | 0 | 0 | 0 | 1601.1061 | 87276.74 | 656.2903 | 84734.99 | 84311.3203
15 | 2021-01-01 14:00 | 849.4833 |  | 189.25 | 33.0649 | 4.2725 | 0.2 | 55.8852 | 272.5232 | 33.7548 | 0 |  | 849.4833 | 662.4067 | 191.9288 | 0.19656 | 662.4067 | 191.9288 | 0.17414 | 655.6537 | 182.5313 | 0 | 821.4214 | 821.3627 | 94664.43 | 73.7787 | 95089.664 | 80927.41 | 78745.51 | 0 | 0 | 77935.54 | 657.6757 | 0 | 0 | 0 | 90.5073 | 77845.03 | 661.4025 | 75700.13 | 75321.6328
16 | 2021-01-01 15:00 | 681.1834 |  | 131.5 | 32.8961 | 4.8742 | 0.2 | 42.8828 | 265.3295 | 46.8132 | 0 |  | 681.1834 | 552.4318 | 133.6547 | 0.15762 | 552.4318 | 133.6547 | 0.13964 | 539.6653 | 127.1109 | 0 | 653.4406 | 653.346 | 75299.95 | 64.407 | 75581.336 | 66560.24 | 64839.08 | 0 | 0 | 64328.188 | 682.9433 | 0 | 0 | 0 | 0 | 64328.188 | 682.9433 | 62700.414 | 62386.9141
17 | 2021-01-01 16:00 | 459.3667 |  | 108.15 | 32.2434 | 4.4033 | 0.2 | 29.9954 | 259.1513 | 59.7529 | 0 |  | 459.3667 | 353.7097 | 110.0382 | 0.10629 | 353.7097 | 110.0382 | 0.094169 | 336.2686 | 104.6513 | 0 | 432.1015 | 432.0871 | 49799.914 | 53.5342 | 49651.316 | 45364.633 | 43551.855 | 0 | 0 | 43339.562 | 715.3262 | 0 | 0 | 0 | 0 | 43339.562 | 715.3262 | 42209.57 | 41998.5195
18 | 2021-01-01 17:00 | 237.4 |  | 82.2833 | 31.1778 | 4.1671 | 0.2 | 17.3674 | 253.0467 | 72.4372 | 0 |  | 237.4 | 156.7554 | 83.618 | 0.054931 | 156.7554 | 83.618 | 0.048667 | 138.6104 | 79.5246 | 0 | 213.7723 | 213.7503 | 24635.54 | 41.8241 | 24035.373 | 22789.422 | 22045.572 | 0 | 0 | 21992.928 | 730.6414 | 0 | 0 | 0 | 0 | 21992.928 | 730.6414 | 21092.877 | 20987.4121
19 | 2021-01-01 18:00 | 22.4667 |  | 22.4667 | 29.8397 | 3.2938 | 0.2 | 5.1592 | 246.4658 | 84.7108 | 0 |  | 22.4667 | 0 | 22.3188 | 0.0051985 | 0 | 22.3188 | 0.0046056 | 0 | 21.2253 | 0 | 20.8008 | 20.801 | 2397.3506 | 30.9178 | 1846.288 | 1814.4205 | 1760.6648 | 0 | 0 | 1760.2806 | 678.675 | 0 | 0 | 0 | 0 | 1760.2806 | 678.675 | 1473.1643 | 1465.7984619140625
20 | 2021-01-01 19:00 | 0 |  | 0 | 28.5391 | 2.8033 | 0.2
21 | 2021-01-01 20:00 | 0 |  | 0 | 27.2518 | 2.3429 | 0.2
22 | 2021-01-01 21:00 | 0 |  | 0 | 25.9644 | 1.5679 | 0.2
23 | 2021-01-01 22:00 | 0 |  | 0 | 24.6771 | 1.1396 | 0.2
24 | 2021-01-01 23:00 | 0 |  | 0 | 23.4426 | 1.025 | 0.2
25 | 2021-01-02 | 0 |  | 0 | 22.5074 | 1.1958 | 0.2
26 | 2021-01-02 01:00 | 0 |  | 0 | 21.5112 | 2.0892 | 0.2
27 | 2021-01-02 02:00 | 0 |  | 0 | 20.8535 | 3.42 | 0.2
28 | 2021-01-02 03:00 | 0 |  | 0 | 20.2793 | 3.2404 | 0.2
29 | 2021-01-02 04:00 | 0 |  | 0 | 19.9086 | 2.9292 | 0.2
30 | 2021-01-02 05:00 | 24.95 |  | 24.3 | 20.2156 | 2.3517 | 0.2 | 5.0326 | 113.5607 | 85.6466 | 0 |  | 24.95 | 0.5615 | 24.6542 | 0.0057731 | 0.5615 | 24.6542 | 0.0051147 | 0.33459 | 23.4481 | 0 | 23.3071 | 23.3024 | 2685.6584 | 21.4761 | 2118.175 | 2140.0203 | 2060.8767 | 0 | 0 | 2060.3875 | 710.5521 | 0 | 0 | 0 | 0 | 2060.3875 | 710.5521 | 1730.0791 | 1721.4287
31 | 2021-01-02 06:00 | 268.5833 |  | 64.7833 | 21.5875 | 2.4275 | 0.2 | 17.2359 | 106.9632 | 73.3987 | 0 |  | 268.5833 | 196.2104 | 64.7112 | 0.062146 | 196.2104 | 64.7112 | 0.055059 | 171.6309 | 61.5356 | 0 | 228.5032 | 228.7312 | 26361.523 | 33.9182 | 25792.146 | 25061.11 | 23169.059 | 0 | 0 | 23116.137 | 754.8631 | 0 | 0 | 0 | 0 | 23116.137 | 754.8631 | 22230.771 | 22119.6172
32 | 2021-01-02 07:00 | 511.65 |  | 63.0333 | 23.1266 | 1.8017 | 0.2 | 29.8607 | 100.8427 | 60.7339 | 0 |  | 511.65 | 439.9011 | 63.732 | 0.11839 | 439.9011 | 63.732 | 0.10489 | 416.8446 | 60.6077 | 0 | 467.9033 | 467.915 | 53928.63 | 49.0802 | 53857.613 | 49925.977 | 47356.664 | 0 | 0 | 47117.227 | 726.3887 | 0 | 0 | 0 | 0 | 47117.227 | 726.3887 | 45898.707 | 45669.2109
33 | 2021-01-02 08:00 | 740.2833 |  | 99.5 | 24.6762 | 2.1467 | 0.2 | 42.7459 | 94.6469 | 47.8144 | 0 |  | 740.2833 | 633.2769 | 100.3521 | 0.17129 | 633.2769 | 100.3521 | 0.15176 | 617.7374 | 95.4337 | 0 | 698.9078 | 699.0628 | 80564.4 | 62.8468 | 80903.11 | 71625.52 | 69095.85 | 0 | 0 | 68532.71 | 689.1549 | 0 | 0 | 0 | 0 | 68532.71 | 689.1549 | 66750.59 | 66416.8438
34 | 2021-01-02 09:00 | 928.4 |  | 125.2 | 26.2356 | 2.4467 | 0.2 | 55.746 | 87.4319 | 34.7892 | 0 |  | 928.4 | 797.3827 | 125.9712 | 0.21482 | 797.3827 | 125.9712 | 0.19032 | 788.6644 | 119.7983 | 0 | 890.2933 | 890.261 | 102604.76 | 74.1871 | 103018.49 | 87541.19 | 84172.766 | 0 | 0 | 83266.586 | 660.7241 | 0 | 0 | 0 | -10.4884 | 83277.08 | 662.9654 | 80907.234 | 80502.7031
35 | 2021-01-02 10:00 | 1062.7 |  | 136.6833 | 27.6053 | 2.8742 | 0.2 | 68.627 | 76.4736 | 21.9094 | 0 |  | 1062.7 | 922.126 | 137.2447 | 0.24589 | 922.126 | 137.2447 | 0.21785 | 918.5121 | 130.5202 | 0 | 1028.0516 | 1028.0786 | 118489.74 | 81.9133 | 118732.22 | 97912.58 | 95150.59 | 0 | 0 | 93895.53 | 634.0749 | 0 | 0 | 0 | 2523.3193 | 91372.21 | 652.5397 | 88648.92 | 88205.6797
36 | 2021-01-02 11:00 | 1131.3334 |  | 166.35 | 28.7048 | 2.8087 | 0.2 | 80.2803 | 46.3774 | 10.3307 | 0 |  | 1131.3334 | 963.1519 | 166.4533 | 0.26177 | 963.1519 | 166.4533 | 0.23192 | 962.3576 | 158.2987 | 0 | 1098.2432 | 1098.2434 | 126574.95 | 86.8922 | 126648.8 | 102362.34 | 99463.586 | 0 | 0 | 98037.4 | 620.9513 | 0 | 0 | 0 | 4870.855 | 93166.55 | 650.0007 | 90361.96 | 89910.1484
37 | 2021-01-02 12:00 | 1127.3833 |  | 150.85 | 29.4932 | 3.7804 | 0.2 | 80.4329 | 314.6501 | 8.8042 | 0 |  | 1127.3833 | 976.5333 | 151.2598 | 0.26086 | 976.5333 | 151.2598 | 0.23111 | 975.8447 | 143.8507 | 0 | 1097.3015 | 1097.2273 | 126458.82 | 85.1127 | 126532.07 | 102994.09 | 100010.17 | 0 | 0 | 98579.53 | 624.5953 | 0 | 0 | 0 | 3654.623 | 94924.914 | 650.0001 | 92032.125 | 91571.9609
38 | 2021-01-02 13:00 | 1047.5834 |  | 126.8667 | 29.9451 | 4.1396 | 0.2 | 68.8328 | 283.8113 | 20.7154 | 0 |  | 1047.5834 | 922.2692 | 127.8792 | 0.2424 | 922.2692 | 127.8792 | 0.21475 | 919.016 | 121.6163 | 0 | 1019.8197 | 1019.8074 | 117535.15 | 80.8021 | 117795.06 | 97571.65 | 95348.43 | 0 | 0 | 94088.64 | 634.0372 | 0 | 0 | 0 | 1935.4481 | 92153.19 | 650.83 | 89394.65 | 88947.6797
39 | 2021-01-02 14:00 | 911.2833 |  | 145.6 | 30.0623 | 3.625 | 0.2 | 55.9558 | 272.7395 | 33.6813 | 0 |  | 911.2833 | 768.2144 | 147.0192 | 0.21086 | 768.2144 | 147.0192 | 0.18681 | 760.4221 | 139.8195 | 0 | 882.2367 | 882.3632 | 101694.03 | 75.1075 | 102107.85 | 86451.09 | 83144.22 | 0 | 0 | 82253.27 | 660.1721 | 0 | 0 | 0 | 60.9193 | 82192.36 | 663.2162 | 79868.22 | 79468.875
40 | 2021-01-02 15:00 | 723.5 |  | 96.55 | 29.8048 | 4.1113 | 0.2 | 42.9524 | 265.4959 | 46.7413 | 0 |  | 723.5 | 630.0977 | 98.1099 | 0.16741 | 630.0977 | 98.1099 | 0.14832 | 615.5974 | 93.3059 | 0 | 694.7252 | 694.7763 | 80072.7 | 64.4974 | 80408.664 | 70788.53 | 68411.12 | 0 | 0 | 67843.75 | 685.8518 | 0 | 0 | 0 | 0 | 67843.75 | 685.8518 | 66087.33 | 65756.8906
41 | 2021-01-02 16:00 | 497 |  | 84.15 | 29.0883 | 3.7775 | 0.2 | 30.0602 | 259.2953 | 59.6862 | 0 |  | 497 | 415.7936 | 85.8631 | 0.115 | 415.7936 | 85.8631 | 0.10188 | 395.3732 | 81.6597 | 0 | 467.4923 | 467.447 | 53875.37 | 52.7868 | 53804.156 | 49290.23 | 47071.723 | 0 | 0 | 46826.27 | 717.894 | 0 | 0 | 0 | 0 | 46826.27 | 717.894 | 45614.51 | 45386.4414
42 | 2021-01-02 17:00 | 260.25 |  | 72.15 | 27.9756 | 3.4946 | 0.2 | 17.4246 | 253.1815 | 72.3783 | 0 |  | 260.25 | 190.0977 | 73.4413 | 0.060218 | 190.0977 | 73.4413 | 0.053351 | 168.1951 | 69.8464 | 0 | 233.2807 | 233.3587 | 26895.055 | 39.9596 | 26329.758 | 25120.377 | 24025.408 | 0 | 0 | 23964.701 | 740.8136 | 0 | 0 | 0 | 0 | 23964.701 | 740.8136 | 23094.34 | 22978.8672
43 | 2021-01-02 18:00 | 22.2667 |  | 22.2667 | 26.6334 | 2.1471 | 0.2 | 5.2057 | 246.5993 | 84.6625 | 0 |  | 22.2667 | 0 | 22.119 | 0.0051522 | 0 | 22.119 | 0.0045646 | 0 | 21.0353 | 0 | 20.6146 | 20.6145 | 2375.9048 | 27.759 | 1826.1798 | 1811.6476 | 1743.1558 | 0 | 0 | 1742.7849 | 686.2214 | 0 | 0 | 0 | 0 | 1742.7849 | 686.2214 | 1458.2383 | 1450.9471435546875
44 | 2021-01-02 19:00 | 0 |  | 0 | 25.5969 | 1.4171 | 0.2
45 | 2021-01-02 20:00 | 0 |  | 0 | 24.6199 | 0.92833 | 0.2
46 | 2021-01-02 21:00 | 0 |  | 0 | 23.6719 | 0.62667 | 0.2
47 | 2021-01-02 22:00 | 0 |  | 0 | 22.8914 | 0.48875 | 0.2
48 | 2021-01-02 23:00 | 0 |  | 0 | 22.1383 | 0.31375 | 0.2
49 | 2021-01-03 | 0 |  | 0 | 21.8008 | 0.21292 | 0.2
50 | 2021-01-03 01:00 | 0 |  | 0 | 21.5498 | 0.23625 | 0.2
51 | 2021-01-03 02:00 | 0 |  | 0 | 21.397 | 0.44917 | 0.2
52 | 2021-01-03 03:00 | 0 |  | 0 | 21.2664 | 0.40083 | 0.2
53 | 2021-01-03 04:00 | 0 |  | 0 | 21.2179 | 0.31292 | 0.2
54 | 2021-01-03 05:00 | 24.4333 |  | 23.5333 | 21.6492 | 0.31208 | 0.2 | 4.8927 | 113.5324 | 85.7648 | 0 |  | 24.4333 | 0.76269 | 23.9146 | 0.0056535 | 0.76269 | 23.9146 | 0.0050088 | 0.45393 | 22.7447 | 0 | 22.7347 | 22.7291 | 2619.6282 | 22.9983 | 2055.727 | 2067.6963 | 1998.261 | 0 | 0 | 1997.7985 | 706.6233 | 0 | 0 | 0 | 0 | 1997.7985 | 706.6233 | 1676.3597 | 1667.9779052734375
55 | 2021-01-03 06:00 | 288.9833 |  | 64.3 | 23.1916 | 0.39917 | 0.2 | 17.0986 | 106.9218 | 73.5356 | 0 |  | 288.9833 | 216.2537 | 64.4685 | 0.066867 | 216.2537 | 64.4685 | 0.059241 | 188.8572 | 61.3057 | 0 | 245.1597 | 245.4446 | 28288.52 | 37.7027 | 27749.828 | 26631.676 | 24666.838 | 0 | 0 | 24604.438 | 744.8425 | 0 | 0 | 0 | 0 | 24604.438 | 744.8425 | 23747.611 | 23628.873
56 | 2021-01-03 07:00 | 542.0167 |  | 73.75 | 24.9867 | 0.51125 | 0.2 | 29.7259 | 100.7875 | 60.8681 | 0 |  | 542.0167 | 459.1334 | 74.4727 | 0.12542 | 459.1334 | 74.4727 | 0.11111 | 434.8716 | 70.8217 | 0 | 495.5795 | 495.833 | 57146.72 | 54.1519 | 57134.758 | 52064.668 | 49591.887 | 0 | 0 | 49317.695 | 710.0621 | 0 | 0 | 0 | 0 | 49317.695 | 710.0621 | 48048.348 | 47808.1055
57 | 2021-01-03 08:00 | 827.3 |  | 132.9667 | 26.9687 | 0.69833 | 0.2 | 42.613 | 94.5744 | 47.9464 | 0 |  | 827.3 | 686.1797 | 133.9203 | 0.19143 | 686.1797 | 133.9203 | 0.16959 | 669.2117 | 127.3558 | 0 | 780.6362 | 780.5021 | 89955.73 | 72.4892 | 90362.79 | 77248.44 | 74170.75 | 0 | 0 | 73477.586 | 666.8075 | 0 | 0 | 0 | 0 | 73477.586 | 666.8075 | 71506.43 | 71148.8984
58 | 2021-01-03 09:00 | 987.0833 |  | 127.5833 | 28.7066 | 0.98292 | 0.2 | 55.6133 | 87.3354 | 34.9204 | 0 |  | 987.0833 | 853.2657 | 128.3491 | 0.2284 | 853.2657 | 128.3491 | 0.20235 | 843.8535 | 122.0596 | 0 | 946.5948 | 946.7508 | 109115.82 | 83.2127 | 109478.34 | 89810.46 | 87012.59 | 0 | 0 | 85964.664 | 633.3443 | 0 | 0 | 0 | 2507.16 | 83457.51 | 651.7878 | 81080.02 | 80674.625
59 | 2021-01-03 10:00 | 1122.8833 |  | 150.7333 | 30.0425 | 1.7321 | 0.2 | 68.4908 | 76.3492 | 22.0428 | 0 |  | 1122.8833 | 968.0635 | 151.2143 | 0.25982 | 968.0635 | 151.2143 | 0.23019 | 964.2208 | 143.8053 | 0 | 1085.8656 | 1085.9275 | 125154.945 | 90.4661 | 125261.8 | 99772.99 | 97275.62 | 0 | 0 | 95865.586 | 611.3166 | 0 | 0 | 0 | 7705.049 | 88160.53 | 650.0007 | 85580.086 | 85152.1797
60 | 2021-01-03 11:00 | 622.8166 |  | 424.7167 | 30.1911 | 2.245 | 0.2 | 80.1371 | 46.4459 | 10.4644 | 0 |  | 622.8166 | 197.7247 | 424.9443 | 0.14411 | 197.7247 | 424.9443 | 0.12768 | 197.5573 | 404.1261 | 0 | 589.6497 | 589.6461 | 67958.82 | 62.2436 | 68136.04 | 60457.438 | 58266.473 | 0 | 0 | 57865.953 | 691.4462 | 0 | 0 | 0 | 0 | 57865.953 | 691.4462 | 56404.285 | 56122.2656
61 | 2021-01-03 12:00 | 595.7 |  | 465.7833 | 30.0595 | 2.8483 | 0.2 | 80.4309 | 315.5159 | 8.7994 | 0 |  | 595.7 | 129.9177 | 466.379 | 0.13784 | 129.9177 | 466.379 | 0.12212 | 129.826 | 443.5334 | 0 | 561.8922 | 561.8652 | 64757.49 | 59.7749 | 64882.613 | 58067.066 | 55438.36 | 0 | 0 | 55084.79 | 702.9461 | 0 | 0 | 0 | 0 | 55084.79 | 702.9461 | 53684.797 | 53416.3711
62 | 2021-01-03 13:00 | 520.5666 |  | 447.75 | 29.7429 | 2.555 | 0.2 | 68.8901 | 284.1779 | 20.6529 | 0 |  | 520.5666 | 72.9403 | 453.1422 | 0.12045 | 72.9403 | 453.1422 | 0.10672 | 72.6845 | 430.9465 | 0 | 493.5584 | 493.5509 | 56882.973 | 56.196 | 56868.645 | 51515.062 | 49980.105 | 0 | 0 | 49695.426 | 707.0045 | 0 | 0 | 0 | 0 | 49695.426 | 707.0045 | 48417.406 | 48175.3203
63 | 2021-01-03 14:00 | 396.6167 |  | 371.5333 | 29.195 | 1.9758 | 0.2 | 56.0222 | 272.9684 | 33.6118 | 0 |  | 396.6167 | 25.1667 | 375.5197 | 0.091772 | 25.1667 | 375.5197 | 0.081306 | 24.9126 | 357.1259 | 0 | 374.3978 | 374.375 | 43149.266 | 49.7964 | 42873.15 | 39657.914 | 38452.844 | 0 | 0 | 38290.484 | 721.3618 | 0 | 0 | 0 | 0 | 38290.484 | 721.3618 | 37281.31 | 37094.9023
64 | 2021-01-03 15:00 | 312.35 |  | 295.15 | 28.5384 | 2.5279 | 0.2 | 43.0181 | 265.6718 | 46.6734 | 0 |  | 312.35 | 17.2868 | 293.9535 | 0.072273 | 17.2868 | 293.9535 | 0.064031 | 16.8905 | 279.5534 | 0 | 290.515 | 290.5047 | 33481.78 | 44.1279 | 33026.59 | 31107.988 | 29850.459 | 0 | 0 | 29756.03 | 733.7523 | 0 | 0 | 0 | 0 | 29756.03 | 733.7523 | 28858.252 | 28713.9609
65 | 2021-01-03 16:00 | 249.2333 |  | 206.4333 | 27.8339 | 4.0254 | 0.2 | 30.1209 | 259.447 | 59.6235 | 0 |  | 249.2333 | 43.1067 | 208.1974 | 0.057669 | 43.1067 | 208.1974 | 0.051092 | 40.9976 | 197.999 | 0 | 234.2167 | 234.1848 | 26990.578 | 39.5733 | 26425.91 | 25250.342 | 24159.436 | 0 | 0 | 24099.3 | 743.5955 | 0 | 0 | 0 | 0 | 24099.3 | 743.5955 | 23231.629 | 23115.4707
66 | 2021-01-03 17:00 | 130.6333 |  | 120.35 | 27.0163 | 5.0725 | 0.2 | 17.4773 | 253.3228 | 72.3237 | 0 |  | 130.6333 | 10.3932 | 121.2447 | 0.030227 | 10.3932 | 121.2447 | 0.02678 | 9.2008 | 115.3054 | 0 | 122.0161 | 122.0152 | 14062.72 | 32.8482 | 13345.543 | 13018.628 | 12495.092 | 0 | 0 | 12479.029 | 744.8668 | 0 | 0 | 0 | 0 | 12479.029 | 744.8668 | 11689.165 | 11630.7197
67 | 2021-01-03 18:00 | 14.6167 |  | 14.6167 | 26.109 | 4.5963 | 0.2 | 5.2474 | 246.7387 | 84.6189 | 0 |  | 14.6167 | 0 | 14.5036 | 0.0033821 | 0 | 14.5036 | 0.0029964 | 0 | 13.7929 | 0 | 13.517 | 13.5169 | 1557.8422 | 26.7692 | 1067.2529 | 1062.5676 | 1027.6395 | 0 | 0 | 1027.5022 | 664.293 | 0 | 0 | 0 | -0.0067158 | 1027.5089 | 665.632 | 852.9025 | 848.6379
68 | 2021-01-03 19:00 | 0 |  | 0 | 25.1927 | 3.3454 | 0.2
69 | 2021-01-03 20:00 | 0 |  | 0 | 24.2771 | 2.8758 | 0.2
70 | 2021-01-03 21:00 | 0 |  | 0 | 23.3942 | 2.9258 | 0.2
71 | 2021-01-03 22:00 | 0 |  | 0 | 22.6979 | 2.6517 | 0.2
72 | 2021-01-03 23:00 | 0 |  | 0 | 21.9363 | 2.5758 | 0.2
73 | 2021-01-04 | 0 |  | 0 | 21.1655 | 2.4258 | 0.2
74 | 2021-01-04 01:00 | 0 |  | 0 | 20.3844 | 2.5571 | 0.2
75 | 2021-01-04 02:00 | 0 |  | 0 | 19.8774 | 3.5804 | 0.2
76 | 2021-01-04 03:00 | 0 |  | 0 | 19.4348 | 4.0242 | 0.2
77 | 2021-01-04 04:00 | 0 |  | 0 | 19.1562 | 3.7929 | 0.2
78 | 2021-01-04 05:00 | 23.1 |  | 22.9833 | 19.4684 | 2.8092 | 0.2 | 4.7501 | 113.497 | 85.8835 | 0 |  | 23.1 | 0.096105 | 22.8254 | 0.005345 | 0.096105 | 22.8254 | 0.0047355 | 0.057099 | 21.707 | 0 | 21.3288 | 21.3284 | 2458.1555 | 20.5984 | 1903.4551 | 1927.416 | 1866.6077 | 0 | 0 | 1866.2091 | 709.8335 | 0 | 0 | 0 | 0 | 1866.2091 | 709.8335 | 1563.6558 | 1555.8375244140625
79 | 2021-01-04 06:00 | 242.6167 |  | 74.45 | 20.7543 | 1.83 | 0.2 | 16.9592 | 106.8728 | 73.6744 | 0 |  | 242.6167 | 161.81 | 74.3406 | 0.056138 | 161.81 | 74.3406 | 0.049736 | 141.0744 | 70.6929 | 0 | 207.5319 | 207.7142 | 23939.945 | 32.2607 | 23333.758 | 22791.018 | 21098.65 | 0 | 0 | 21054.836 | 757.2403 | 0 | 0 | 0 | 0 | 21054.836 | 757.2403 | 20147.037 | 20046.3008
80 | 2021-01-04 07:00 | 460.6333 |  | 102.3167 | 22.1685 | 1.6371 | 0.2 | 29.5895 | 100.7239 | 61.0038 | 0 |  | 460.6333 | 351.3007 | 102.7345 | 0.10658 | 351.3007 | 102.7345 | 0.094429 | 332.5829 | 97.6964 | 0 | 421.6737 | 421.9831 | 48632.996 | 45.7504 | 48461.918 | 45407.76 | 42580.113 | 0 | 0 | 42392.535 | 740.0301 | 0 | 0 | 0 | 0 | 42392.535 | 740.0301 | 41284.984 | 41078.5625
81 | 2021-01-04 08:00 | 662.4167 |  | 160.8333 | 23.4715 | 1.75 | 0.2 | 42.4786 | 94.4921 | 48.0797 | 0 |  | 662.4167 | 495.6796 | 161.7049 | 0.15327 | 495.6796 | 161.7049 | 0.13579 | 483.3265 | 153.7781 | 0 | 624.3625 | 624.4634 | 71969.7 | 58.1898 | 72204.77 | 64967.258 | 62302.23 | 0 | 0 | 61859.727 | 702.715 | 0 | 0 | 0 | 0 | 61859.727 | 702.715 | 60311.016 | 60009.4609
82 | 2021-01-04 09:00 | 826.2667 |  | 217.9333 | 24.8866 | 1.6983 | 0.2 | 55.4792 | 87.2264 | 35.053 | 0 |  | 826.2667 | 603.9153 | 219.1933 | 0.19119 | 603.9153 | 219.1933 | 0.16938 | 597.1941 | 208.4511 | 0 | 789.5322 | 789.6335 | 91007.82 | 68.8912 | 91422.06 | 79214.58 | 76212.14 | 0 | 0 | 75498.24 | 676.5126 | 0 | 0 | 0 | 0 | 75498.24 | 676.5126 | 73447.49 | 73080.2578
83 | 2021-01-04 10:00 | 956.6834 |  | 255.1667 | 26.173 | 2.1225 | 0.2 | 68.3528 | 76.2062 | 22.1779 | 0 |  | 956.6834 | 698.5677 | 256.779 | 0.22136 | 698.5677 | 256.779 | 0.19612 | 695.7587 | 244.1974 | 0 | 921.157 | 921.2196 | 106175.14 | 76.5293 | 106568.734 | 89753.875 | 86923.28 | 0 | 0 | 85929.42 | 652.1511 | 0 | 0 | 0 | 508.5308 | 85420.89 | 660.7831 | 82959.57 | 82544.7734
84 | 2021-01-04 11:00 | 1015.9667 |  | 292.0667 | 27.2107 | 2.3813 | 0.2 | 79.9892 | 46.4776 | 10.6022 | 0 |  | 1015.9667 | 722.5322 | 293.9348 | 0.23508 | 722.5322 | 293.9348 | 0.20827 | 721.9042 | 279.5355 | 0 | 981.4109 | 981.41 | 113109.8 | 80.2293 | 113436.375 | 94183.47 | 91768.6 | 0 | 0 | 90623.805 | 640.3832 | 0 | 0 | 0 | 1818.347 | 88805.45 | 655.7725 | 86196.6 | 85765.6172
85 | 2021-01-04 12:00 | 1021.9167 |  | 284.55 | 27.974 | 3.3492 | 0.2 | 80.4202 | 316.404 | 8.8039 | 0 |  | 1021.9167 | 737.379 | 286.8861 | 0.23646 | 737.379 | 286.8861 | 0.20949 | 736.8583 | 272.835 | 0 | 989.4994 | 989.4858 | 114039.586 | 79.1259 | 114353.875 | 95352.49 | 92826.93 | 0 | 0 | 91666.94 | 643.881 | 0 | 0 | 0 | 1313.3134 | 90353.625 | 656.8514 | 87676.01 | 87237.625
86 | 2021-01-04 13:00 | 952.6167 |  | 259.1167 | 28.4286 | 2.4954 | 0.2 | 68.9423 | 284.5637 | 20.5952 | 0 |  | 952.6167 | 694.6866 | 261.8426 | 0.22042 | 694.6866 | 261.8426 | 0.19528 | 692.2646 | 249.02 | 0 | 922.4589 | 922.4959 | 106319.85 | 78.0063 | 106710.91 | 89361.31 | 87007.29 | 0 | 0 | 85986.2 | 644.6453 | 0 | 0 | 0 | 962.203 | 85024 | 657.469 | 82579.734 | 82166.8359
87 | 2021-01-04 14:00 | 829.8833 |  | 227.15 | 28.5733 | 1.8775 | 0.2 | 56.0844 | 273.2099 | 33.5464 | 0 |  | 829.8833 | 604.7468 | 229.9424 | 0.19202 | 604.7468 | 229.9424 | 0.17012 | 598.6688 | 218.6833 | 0 | 801.0051 | 800.757 | 92291.47 | 72.8355 | 92712.31 | 79186.89 | 76635.98 | 0 | 0 | 75876.414 | 661.7558 | 0 | 0 | 0 | 18.5502 | 75857.86 | 664.589 | 73792.805 | 73423.8359
88 | 2021-01-04 15:00 | 666.6333 |  | 157.8833 | 28.3834 | 1.8483 | 0.2 | 43.0796 | 265.8569 | 46.6094 | 0 |  | 666.6333 | 511.3295 | 160.3326 | 0.15425 | 511.3295 | 160.3326 | 0.13666 | 499.653 | 152.4829 | 0 | 639.0931 | 639.0106 | 73647.6 | 63.752 | 73907.26 | 65229.062 | 62884 | 0 | 0 | 62409.355 | 688.8166 | 0 | 0 | 0 | 0 | 62409.355 | 688.8166 | 60848.805 | 60544.5586
89 | 2021-01-04 16:00 | 456.1333 |  | 118.95 | 27.7557 | 2.1967 | 0.2 | 30.1773 | 259.6063 | 59.565 | 0 |  | 456.1333 | 339.613 | 120.9242 | 0.10554 | 339.613 | 120.9242 | 0.093506 | 323.055 | 115.0043 | 0 | 429.298 | 429.284 | 49475.81 | 51.1424 | 49321.016 | 45424.895 | 43776.88 | 0 | 0 | 43565.78 | 720.3643 | 0 | 0 | 0 | 0 | 43565.78 | 720.3643 | 42430.44 | 42218.2891
90 | 2021-01-04 17:00 | 242.8833 |  | 79.8333 | 26.7555 | 2.5242 | 0.2 | 17.5255 | 253.4707 | 72.2736 | 0 |  | 242.8833 | 164.8037 | 81.1742 | 0.0562 | 164.8037 | 81.1742 | 0.049791 | 145.9708 | 77.2006 | 0 | 218.708 | 218.672 | 25201.871 | 38.4922 | 24610.229 | 23590.064 | 22746.564 | 0 | 0 | 22691.717 | 740.1599 | 0 | 0 | 0 | 0 | 22691.717 | 740.1599 | 21800.111 | 21691.1094
91 | 2021-01-04 18:00 | 24.1167 |  | 24.1 | 25.5249 | 2.4258 | 0.2 | 5.2841 | 246.8839 | 84.5803 | 0 |  | 24.1167 | 0.017093 | 23.9455 | 0.0055803 | 0.017093 | 23.9455 | 0.0049439 | 0.0088975 | 22.7723 | 0 | 22.3256 | 22.3256 | 2573.0066 | 26.7286 | 2011.6611 | 2001.4772 | 1933.3507 | 0 | 0 | 1932.9098 | 696.7072 | 0 | 0 | 0 | 0 | 1932.9098 | 696.7072 | 1620.7434 | 1612.6396
92 | 2021-01-04 19:00 | 0 |  | 0 | 24.5154 | 2.2792 | 0.2
93 | 2021-01-04 20:00 | 0 |  | 0 | 23.5809 | 1.5654 | 0.2
94 | 2021-01-04 21:00 | 0 |  | 0 | 22.821 | 1.6371 | 0.2
95 | 2021-01-04 22:00 | 0 |  | 0 | 22.011 | 1.5258 | 0.2
96 | 2021-01-04 23:00 | 0 |  | 0 | 21.2402 | 1.6329 | 0.2
97 | 2021-01-05 | 0 |  | 0 | 20.796 | 2.5304 | 0.2
98 | 2021-01-05 01:00 | 0 |  | 0 | 20.4034 | 3.1225 | 0.2
99 | 2021-01-05 02:00 | 0 |  | 0 | 20.1492 | 3.1275 | 0.2
100 | 2021-01-05 03:00 | 0 |  | 0 | 19.9275 | 2.7258 | 0.2
101 | 2021-01-05 04:00 | 0 |  | 0 | 19.8002 | 2.8758 | 0.2
102 | 2021-01-05 05:00 | 19.4167 |  | 18.25 | 20.1205 | 2.55 | 0.2 | 4.605 | 113.4545 | 86.0044 | 0 |  | 19.4167 | 0.93289 | 18.6833 | 0.0044927 | 0.93289 | 18.6833 | 0.0039804 | 0.55318 | 17.7696 | 0 | 17.9563 | 17.9573 | 2069.6387 | 21.0832 | 1539.7936 | 1556.2931 | 1506.1888 | 0 | 0 | 1505.9219 | 699.0558 | 0 | 0 | 0 | 0 | 1505.9219 | 699.0558 | 1256.7266 | 1250.4429931640625
103 | 2021-01-05 06:00 | 245.7 |  | 87 | 21.4462 | 2.8258 | 0.2 | 16.8179 | 106.8163 | 73.8152 | 0 |  | 245.7 | 152.6556 | 86.8448 | 0.056852 | 152.6556 | 86.8448 | 0.050368 | 132.863 | 82.5841 | 0 | 211.1382 | 211.2509 | 24347.492 | 32.6301 | 23746.707 | 23169.564 | 21339.885 | 0 | 0 | 21294.273 | 750.2113 | 0 | 0 | 0 | 0 | 21294.273 | 750.2113 | 20388.062 | 20286.123
104 | 2021-01-05 07:00 | 505.7833 |  | 100.1667 | 23.0715 | 2.3033 | 0.2 | 29.4515 | 100.652 | 61.141 | 0 |  | 505.7833 | 397.6441 | 100.7839 | 0.11703 | 397.6441 | 100.7839 | 0.10368 | 376.2788 | 95.8422 | 0 | 462.6786 | 462.6347 | 53320.188 | 48.1531 | 53237.77 | 49507.742 | 46987.164 | 0 | 0 | 46754.934 | 730.6621 | 0 | 0 | 0 | 0 | 46754.934 | 730.6621 | 45544.836 | 45317.1094
105 | 2021-01-05 08:00 | 755.95 |  | 99.1333 | 24.688 | 2.2 | 0.2 | 42.343 | 94.4001 | 48.2142 | 0 |  | 755.95 | 649.0688 | 99.9884 | 0.17492 | 649.0688 | 99.9884 | 0.15497 | 632.7658 | 95.0879 | 0 | 713.2965 | 713.4634 | 82228.945 | 63.5505 | 82582.63 | 72927.27 | 70322.07 | 0 | 0 | 69741.305 | 687.6137 | 0 | 0 | 0 | 0 | 69741.305 | 687.6137 | 67913.734 | 67574.1641
106 | 2021-01-05 09:00 | 782.95 |  | 224.9667 | 25.9621 | 2.1758 | 0.2 | 55.3439 | 87.1051 | 35.1867 | 0 |  | 782.95 | 553.9268 | 226.2036 | 0.18116 | 553.9268 | 226.2036 | 0.1605 | 547.7065 | 215.1178 | 0 | 747.5679 | 747.6383 | 86166.125 | 66.731 | 86555.53 | 75594.195 | 73081.695 | 0 | 0 | 72432.19 | 679.9304 | 0 | 0 | 0 | 0 | 72432.19 | 679.9304 | 70501.67 | 70149.1641
107 | 2021-01-05 10:00 | 987.25 |  | 225.2167 | 27.0933 | 2.05 | 0.2 | 68.2129 | 76.0452 | 22.3147 | 0 |  | 987.25 | 758.8309 | 226.8965 | 0.22844 | 758.8309 | 226.8965 | 0.20238 | 755.7398 | 215.7791 | 0 | 952.0886 | 952.1798 | 109741.945 | 79.314 | 110102.58 | 91733.13 | 88908.29 | 0 | 0 | 87843.78 | 644.694 | 0 | 0 | 0 | 1088.5006 | 86755.27 | 657.1521 | 84236.24 | 83815.0625
108 | 2021-01-05 11:00 | 539.2667 |  | 422.5333 | 27.2491 | 2.1742 | 0.2 | 79.837 | 46.4737 | 10.7439 | 0 |  | 539.2667 | 116.5135 | 422.7611 | 0.12478 | 116.5135 | 422.7611 | 0.11055 | 116.4095 | 402.0498 | 0 | 508.0901 | 508.0921 | 58559.746 | 54.9576 | 58576.145 | 53290.684 | 51728.9 | 0 | 0 | 51427.67 | 709.0386 | 0 | 0 | 0 | 0 | 51427.67 | 709.0386 | 50110.09 | 49859.543
109 | 2021-01-05 12:00 | 736.7833 |  | 470.7667 | 27.4819 | 2.345 | 0.2 | 80.4007 | 317.3115 | 8.818 | 0 |  | 736.7833 | 266.024 | 472.2409 | 0.17048 | 266.024 | 472.2409 | 0.15104 | 265.8355 | 449.1092 | 0 | 700.6458 | 700.6207 | 80751.305 | 65.394 | 81095.79 | 71168.82 | 68200.516 | 0 | 0 | 67636.02 | 684.4536 | 0 | 0 | 0 | 0 | 67636.02 | 684.4536 | 65887.32 | 65557.8828
110 | 2021-01-05 13:00 | 606.7167 |  | 419.4 | 27.4927 | 3.2208 | 0.2 | 68.9891 | 284.9684 | 20.5425 | 0 |  | 606.7167 | 187.6401 | 420.0889 | 0.14039 | 187.6401 | 420.0889 | 0.12438 | 186.9892 | 399.5123 | 0 | 574.7715 | 574.7541 | 66240.54 | 57.3788 | 66390.66 | 59918.547 | 58233.906 | 0 | 0 | 57843.355 | 702.3655 | 0 | 0 | 0 | 0 | 57843.355 | 702.3655 | 56382.188 | 56100.2773
111 | 2021-01-05 14:00 | 463.5333 |  | 341.4 | 27.1564 | 3.2258 | 0.2 | 56.1422 | 273.4636 | 33.4852 | 0 |  | 463.5333 | 122.5439 | 341.9984 | 0.10726 | 122.5439 | 341.9984 | 0.095023 | 121.3174 | 325.2475 | 0 | 437.6336 | 437.6388 | 50438.207 | 49.9077 | 50301.934 | 46529.734 | 44774.285 | 0 | 0 | 44556.156 | 722.772 | 0 | 0 | 0 | 0 | 44556.156 | 722.772 | 43397.48 | 43180.4961
112 | 2021-01-05 15:00 | 305.4 |  | 279.5833 | 26.5278 | 3.3329 | 0.2 | 43.1369 | 266.0513 | 46.5496 | 0 |  | 305.4 | 25.9483 | 282.1064 | 0.070665 | 25.9483 | 282.1064 | 0.062606 | 25.3578 | 268.2878 | 0 | 287.7727 | 287.7584 | 33165.457 | 41.4146 | 32704.697 | 31077.846 | 29711.133 | 0 | 0 | 29618.727 | 739.2474 | 0 | 0 | 0 | 0 | 29618.727 | 739.2474 | 28721.902 | 28578.293
113 | 2021-01-05 16:00 | 251.2333 |  | 215.8333 | 25.8279 | 4.2062 | 0.2 | 30.2293 | 259.7729 | 59.5108 | 0 |  | 251.2333 | 35.6567 | 217.8089 | 0.058132 | 35.6567 | 217.8089 | 0.051502 | 33.9238 | 207.1398 | 0 | 236.2424 | 236.2424 | 27227.432 | 37.5734 | 26666.486 | 25645.55 | 24650.986 | 0 | 0 | 24588.629 | 747.9731 | 0 | 0 | 0 | 0 | 24588.629 | 747.9731 | 23731.445 | 23612.7871
114 | 2021-01-05 17:00 | 129.8667 |  | 111.1667 | 25.0009 | 4.6 | 0.2 | 17.569 | 253.6249 | 72.2281 | 0 |  | 129.8667 | 18.9026 | 111.8651 | 0.030049 | 18.9026 | 111.8651 | 0.026622 | 16.7502 | 106.385 | 0 | 120.6725 | 120.6667 | 13906.88 | 30.8938 | 13188.895 | 12946.406 | 12391.22 | 0 | 0 | 12375.665 | 749.8661 | 0 | 0 | 0 | 0 | 12375.665 | 749.8661 | 11580.432 | 11522.5293
115 | 2021-01-05 18:00 | 10.5833 |  | 10.5833 | 24.0967 | 4.1221 | 0.2 | 5.3158 | 247.0348 | 84.5466 | 0 |  | 10.5833 | 0 | 10.495 | 0.0024488 | 0 | 10.495 | 0.0021696 | 0 | 9.9807 | 0 | 9.7811 | 9.7811 | 1127.2957 | 24.5849 | 678.96 | 679.4705 | 660.7652 | 0 | 0 | 660.7053 | 645.8603 | 0 | 0 | 0 | 2.3605 | 658.3447 | 659.3936 | 544.2078 | 541.4868
116 | 2021-01-05 19:00 | 0 |  | 0 | 23.373 | 2.7421 | 0.2
117 | 2021-01-05 20:00 | 0 |  | 0 | 22.845 | 3.0725 | 0.2
118 | 2021-01-05 21:00 | 0 |  | 0 | 22.2438 | 2.9533 | 0.2
119 | 2021-01-05 22:00 | 0 |  | 0 | 21.6245 | 2.5258 | 0.2
120 | 2021-01-05 23:00 | 0 |  | 0 | 21.031 | 2.8813 | 0.2
121 | 2021-01-06 | 0 |  | 0 | 20.5928 | 3.7821 | 0.2
122 | 2021-01-06 01:00 | 0 |  | 0 | 20.1739 | 4.1467 | 0.2
123 | 2021-01-06 02:00 | 0 |  | 0 | 19.9012 | 4.5983 | 0.2
124 | 2021-01-06 03:00 | 0 |  | 0 | 19.6629 | 4.3688 | 0.2
125 | 2021-01-06 04:00 | 0 |  | 0 | 19.5154 | 3.3438 | 0.2
126 | 2021-01-06 05:00 | 13.3833 |  | 13.3833 | 19.7246 | 3.05 | 0.2 | 4.4575 | 113.4048 | 86.1273 | 0 |  | 13.3833 | 0 | 13.4055 | 0.0030967 | 0 | 13.4055 | 0.0027436 | 0 | 12.7491 | 0 | 12.4941 | 12.4936 | 1439.9224 | 20.3793 | 959.8662 | 970.0029 | 942.2087 | 0 | 0 | 942.0972 | 677.316 | 0 | 0 | 0 | 0 | 942.0972 | 677.316 | 781.2555 | 777.3493041992188
127 | 2021-01-06 06:00 | 153.8167 |  | 112.9833 | 20.5643 | 3.1983 | 0.2 | 16.6747 | 106.7523 | 73.9578 | 0 |  | 153.8167 | 39.2662 | 112.1201 | 0.035591 | 39.2662 | 112.1201 | 0.031532 | 34.1141 | 106.6227 | 0 | 137.9221 | 137.9632 | 15900.823 | 27.7454 | 15197.005 | 15065.05 | 14363.069 | 0 | 0 | 14342.83 | 760.6804 | 0 | 0 | 0 | 0 | 14342.83 | 760.6804 | 13499.541 | 13432.043
128 | 2021-01-06 07:00 | 243.6 |  | 222.9333 | 21.3838 | 3.3742 | 0.2 | 29.312 | 100.5718 | 61.2796 | 0 |  | 243.6 | 20.2589 | 224.7306 | 0.056366 | 20.2589 | 224.7306 | 0.049938 | 19.1612 | 213.72 | 0 | 228.2235 | 228.2151 | 26302.559 | 33.1681 | 25727.03 | 25088.465 | 24165.627 | 0 | 0 | 24107.6 | 757.9025 | 0 | 0 | 0 | 0 | 24107.6 | 757.9025 | 23240.096 | 23123.8945
129 | 2021-01-06 08:00 | 508.8833 |  | 258.6167 | 22.5889 | 3.3275 | 0.2 | 42.2061 | 94.2985 | 48.3499 | 0 |  | 508.8833 | 247.3085 | 258.2316 | 0.11775 | 247.3085 | 258.2316 | 0.10432 | 241.0473 | 245.575 | 0 | 476.8899 | 476.9419 | 54970.15 | 47.2689 | 54919.758 | 51250.44 | 49306.7 | 0 | 0 | 49048.95 | 731.7605 | 0 | 0 | 0 | 0 | 49048.95 | 731.7605 | 47785.777 | 47546.8477
130 | 2021-01-06 09:00 | 633.0833 |  | 298.2 | 23.677 | 2.95 | 0.2 | 55.2073 | 86.9715 | 35.3215 | 0 |  | 633.0833 | 332.4468 | 298.9422 | 0.14649 | 332.4468 | 298.9422 | 0.12978 | 328.6798 | 284.2921 | 0 | 600.7125 | 600.7006 | 69231.48 | 55.2996 | 69428.305 | 63104.598 | 60485.82 | 0 | 0 | 60079.18 | 710.6094 | 0 | 0 | 0 | 0 | 60079.18 | 710.6094 | 58569.055 | 58276.2109
131 | 2021-01-06 10:00 | 722.5 |  | 445.55 | 24.7226 | 3.4312 | 0.2 | 68.0712 | 75.8665 | 22.4531 | 0 |  | 722.5 | 275.787 | 445.839 | 0.16718 | 275.787 | 445.839 | 0.14811 | 274.6488 | 423.9941 | 0 | 684.67 | 684.6922 | 78912.52 | 59.9861 | 79238.516 | 70886.51 | 68676.24 | 0 | 0 | 68131.32 | 697.4769 | 0 | 0 | 0 | 0 | 68131.32 | 697.4769 | 66364.195 | 66032.375
132 | 2021-01-06 11:00 | 634.9 |  | 446.5167 | 25.3666 | 4.3288 | 0.2 | 79.6804 | 46.4356 | 10.8896 | 0 |  | 634.9 | 188.0302 | 446.722 | 0.14691 | 188.0302 | 446.722 | 0.13015 | 187.8577 | 424.8368 | 0 | 600.4407 | 600.4413 | 69202.85 | 55.0536 | 69399.44 | 63135.555 | 60959.67 | 0 | 0 | 60541.605 | 709.5805 | 0 | 0 | 0 | 0 | 60541.605 | 709.5805 | 59021.426 | 58726.3203
133 | 2021-01-06 12:00 | 707.35 |  | 464.5667 | 25.9021 | 5.4417 | 0.2 | 80.372 | 318.2354 | 8.8419 | 0 |  | 707.35 | 242.7932 | 466.0444 | 0.16367 | 242.7932 | 466.0444 | 0.14501 | 242.6202 | 443.2163 | 0 | 672.1198 | 672.0914 | 77460.875 | 57.4907 | 77770.22 | 70175.35 | 67733.92 | 0 | 0 | 67216.06 | 706.3257 | 0 | 0 | 0 | 0 | 67216.06 | 706.3257 | 65482.914 | 65155.5
134 | 2021-01-06 13:00 | 618.6667 |  | 391.5833 | 26.1935 | 6.2208 | 0.2 | 69.0305 | 285.3916 | 20.495 | 0 |  | 618.6667 | 227.4794 | 393.214 | 0.14315 | 227.4794 | 393.214 | 0.12683 | 226.6938 | 373.9551 | 0 | 588.636 | 588.6245 | 67841.67 | 52.8956 | 68017.24 | 62330.76 | 60620.727 | 0 | 0 | 60211.484 | 714.9401 | 0 | 0 | 0 | 0 | 60211.484 | 714.9401 | 58698.48 | 58404.9883
135 | 2021-01-06 14:00 | 575.35 |  | 388.5833 | 26.3194 | 6.3896 | 0.2 | 56.1954 | 273.7295 | 33.4284 | 0 |  | 575.35 | 187.3989 | 389.2381 | 0.13313 | 187.3989 | 389.2381 | 0.11795 | 185.5305 | 370.1737 | 0 | 544.5901 | 544.6146 | 62768.695 | 50.836 | 62859.668 | 57990.477 | 55854.754 | 0 | 0 | 55516.227 | 723.1279 | 0 | 0 | 0 | 0 | 55516.227 | 723.1279 | 54106.61 | 53836.0742
136 | 2021-01-06 15:00 | 489.0667 |  | 338.85 | 26.2849 | 5.7092 | 0.2 | 43.1898 | 266.2546 | 46.4939 | 0 |  | 489.0667 | 150.9876 | 339.3902 | 0.11316 | 150.9876 | 339.3902 | 0.10026 | 147.5629 | 322.7681 | 0 | 460.9244 | 460.9073 | 53119.363 | 47.6858 | 53034.277 | 49428.254 | 47947.71 | 0 | 0 | 47698.754 | 727.851 | 0 | 0 | 0 | 0 | 47698.754 | 727.851 | 46466.75 | 46234.418
137 | 2021-01-06 16:00 | 428.1833 |  | 160.5167 | 26.0518 | 4.2642 | 0.2 | 30.2769 | 259.947 | 59.4609 | 0 |  | 428.1833 | 269.6203 | 162.1723 | 0.099076 | 269.6203 | 162.1723 | 0.087777 | 256.5566 | 154.2319 | 0 | 402.5727 | 402.5538 | 46395.656 | 46.0134 | 46181.766 | 43260.027 | 41797.316 | 0 | 0 | 41609.258 | 730.9614 | 0 | 0 | 0 | 0 | 41609.258 | 730.9614 | 40520.35 | 40317.75
138 | 2021-01-06 17:00 | 155.8167 |  | 117.3667 | 25.3342 | 2.5971 | 0.2 | 17.6077 | 253.7855 | 72.1871 | 0 |  | 155.8167 | 38.87 | 117.5268 | 0.036054 | 38.87 | 117.5268 | 0.031942 | 34.4581 | 111.771 | 0 | 143.3045 | 143.3071 | 16516.566 | 33.0005 | 15816.947 | 15423.832 | 14733.402 | 0 | 0 | 14711.188 | 748.655 | 0 | 0 | 0 | 0 | 14711.188 | 748.655 | 13858.9 | 13789.6064
139 | 2021-01-06 18:00 | 5.0667 |  | 5.0667 | 24.4041 | 1.9671 | 0.2 | 5.3424 | 247.1913 | 84.5179 | 0 |  | 5.0667 | 0 | 5.0203 | 0.0011724 | 0 | 5.0203 | 0.0010387 | 0 | 4.7743 | 0 | 4.6788 | 4.6794 | 539.3312 | 24.6617 | 189.6116 | 189.5545 | 188.1164 | 0 | 0 | 188.109 | 524.0171 | 0 | 0 | 0 | 38.1434 | 149.9655 | 649.9994 | 123.2561 | 122.63986206054688
140 | 2021-01-06 19:00 | 0 |  | 0 | 23.6007 | 1.3662 | 0.2
141 | 2021-01-06 20:00 | 0 |  | 0 | 22.9745 | 1.0896 | 0.2
142 | 2021-01-06 21:00 | 0 |  | 0 | 22.2974 | 0.82667 | 0.2
143 | 2021-01-06 22:00 | 0 |  | 0 | 21.6065 | 0.70083 | 0.2
144 | 2021-01-06 23:00 | 0 |  | 0 | 20.9453 | 0.61292 | 0.2
145 | 2021-01-07 | 0 |  | 0 | 20.4617 | 0.57583 | 0.2
146 | 2021-01-07 01:00 | 0 |  | 0 | 19.9961 | 0.45 | 0.2
147 | 2021-01-07 02:00 | 0 |  | 0 | 19.6904 | 0.58625 | 0.2
148 | 2021-01-07 03:00 | 0 |  | 0 | 19.4225 | 0.675 | 0.2
149 | 2021-01-07 04:00 | 0 |  | 0 | 19.2559 | 0.60083 | 0.2
150 | 2021-01-07 05:00 | 16.35 |  | 16.35 | 19.5463 | 0.51292 | 0.2 | 4.3077 | 113.348 | 86.252 | 0 |  | 16.35 | 0 | 16.3293 | 0.0037832 | 0 | 16.3293 | 0.0033517 | 0 | 15.5296 | 0 | 15.219 | 15.2189 | 1753.9536 | 20.4414 | 1247.1929 | 1261.7438 | 1223.3761 | 0 | 0 | 1223.194 | 691.121 | 0 | 0 | 0 | 0 | 1223.194 | 691.121 | 1017.5634 | 1012.4755249023438
151 | 2021-01-07 06:00 | 243.1833 |  | 67.4 | 20.915 | 0.51208 | 0.2 | 16.5297 | 106.6807 | 74.102 | 0 |  | 243.1833 | 168.9847 | 67.2941 | 0.056269 | 168.9847 | 67.2941 | 0.049852 | 146.5419 | 63.9918 | 0 | 206.323 | 206.5309 | 23803.12 | 33.0629 | 23195.607 | 22594.908 | 20911.65 | 0 | 0 | 20868.361 | 755.6973 | 0 | 0 | 0 | 0 | 20868.361 | 755.6973 | 19959.514 | 19859.7148
152 | 2021-01-07 07:00 | 483.6667 |  | 81.75 | 22.5299 | 0.58708 | 0.2 | 29.1712 | 100.4833 | 61.4194 | 0 |  | 483.6667 | 393.9578 | 82.3448 | 0.11191 | 393.9578 | 82.3448 | 0.099151 | 372.4268 | 78.3069 | 0 | 441.719 | 442.0143 | 50943.32 | 48.4399 | 50816.055 | 47196.156 | 44991.91 | 0 | 0 | 44777.023 | 728.5481 | 0 | 0 | 0 | 0 | 44777.023 | 728.5481 | 43613.156 | 43395.0898
153 | 2021-01-07 08:00 | 770.6667 |  | 96.8667 | 24.274 | 0.62417 | 0.2 | 42.0681 | 94.1873 | 48.4866 | 0 |  | 770.6667 | 665.8207 | 97.7244 | 0.17832 | 665.8207 | 97.7244 | 0.15799 | 648.8291 | 92.9348 | 0 | 726.9286 | 726.8403 | 83769.88 | 66.8082 | 84138.15 | 73443.375 | 70550.086 | 0 | 0 | 69948.72 | 679.9438 | 0 | 0 | 0 | 0 | 69948.72 | 679.9438 | 68113.305 | 67772.7344
154 | 2021-01-07 09:00 | 905.6167 |  | 118.7 | 25.8728 | 0.79833 | 0.2 | 55.0695 | 86.8259 | 35.4574 | 0 |  | 905.6167 | 781.1881 | 119.5031 | 0.20955 | 781.1881 | 119.5031 | 0.18565 | 772.2559 | 113.6471 | 0 | 868.1849 | 868.207 | 100061.695 | 76.2786 | 100484.63 | 84713.11 | 82153.08 | 0 | 0 | 81274.695 | 653.9026 | 0 | 0 | 0 | 517.7299 | 80756.97 | 662.838 | 78492.71 | 78100.2422
155 | 2021-01-07 10:00 | 863 |  | 340.2333 | 26.8637 | 1.0225 | 0.2 | 67.9277 | 75.6704 | 22.5931 | 0 |  | 863 | 520.5738 | 341.5422 | 0.19969 | 520.5738 | 341.5422 | 0.17691 | 518.397 | 324.8076 | 0 | 826.3405 | 826.3542 | 95237.3 | 74.3528 | 95666.77 | 81254.77 | 79350.305 | 0 | 0 | 78530.82 | 655.9147 | 0 | 0 | 0 | 187.2358 | 78343.586 | 661.0627 | 76178.45 | 75797.5625
156 | 2021-01-07 11:00 | 732.2833 |  | 475.35 | 27.2922 | 1.3121 | 0.2 | 79.5195 | 46.3647 | 11.039 | 0 |  | 732.2833 | 256.4543 | 476.2899 | 0.16944 | 256.4543 | 476.2899 | 0.15012 | 256.2124 | 452.9566 | 0 | 694.9857 | 694.9885 | 80100.18 | 66.7091 | 80439.42 | 70267.78 | 68312.984 | 0 | 0 | 67741.625 | 677.3671 | 0 | 0 | 0 | 0 | 67741.625 | 677.3671 | 65989 | 65659.0547
157 | 2021-01-07 12:00 | 702.6 |  | 497.35 | 27.4901 | 1.2233 | 0.2 | 80.3341 | 319.1726 | 8.8759 | 0 |  | 702.6 | 205.2613 | 497.9547 | 0.16257 | 205.2613 | 497.9547 | 0.14403 | 205.1141 | 473.5623 | 0 | 665.103 | 665.0915 | 76653.08 | 65.3641 | 76953.05 | 67545.19 | 65546.11 | 0 | 0 | 65028.17 | 683.0544 | 0 | 0 | 0 | 0 | 65028.17 | 683.0544 | 63375.113 | 63058.2383
158 | 2021-01-07 13:00 | 619.2 |  | 432.1167 | 27.5018 | 1.7579 | 0.2 | 69.0662 | 285.8327 | 20.4528 | 0 |  | 619.2 | 187.4132 | 432.8229 | 0.14327 | 187.4132 | 432.8229 | 0.12693 | 186.7686 | 411.6227 | 0 | 586.4235 | 586.4307 | 67586.91 | 60.0939 | 67758.484 | 60578.773 | 59000.297 | 0 | 0 | 58590.805 | 695.2958 | 0 | 0 | 0 | 0 | 58590.805 | 695.2958 | 57113.207 | 56827.6406
159 | 2021-01-07 14:00 | 595.7833 |  | 379.0833 | 27.4216 | 2.0638 | 0.2 | 56.2439 | 274.0073 | 33.376 | 0 |  | 595.7833 | 217.439 | 380.7081 | 0.13786 | 217.439 | 380.7081 | 0.12213 | 215.2789 | 362.0631 | 0 | 565.7952 | 565.7736 | 65208.902 | 58.4311 | 65341.23 | 58745.598 | 56429.58 | 0 | 0 | 56064.215 | 703.0369 | 0 | 0 | 0 | 0 | 56064.215 | 703.0369 | 54642.402 | 54369.1914
160 | 2021-01-07 15:00 | 513.65 |  | 265.4 | 27.1194 | 1.6267 | 0.2 | 43.2382 | 266.4669 | 46.4427 | 0 |  | 513.65 | 249.5328 | 266.6947 | 0.11885 | 249.5328 | 266.6947 | 0.1053 | 243.8898 | 253.634 | 0 | 487.5734 | 487.5294 | 56189.2 | 54.3771 | 56161.76 | 51185.758 | 49434.582 | 0 | 0 | 49161.17 | 711.4188 | 0 | 0 | 0 | 0 | 49161.17 | 711.4188 | 47895.42 | 47655.9453
161 | 2021-01-07 16:00 | 333.6333 |  | 245.0167 | 26.48 | 1.7612 | 0.2 | 30.3199 | 260.1283 | 59.4155 | 0 |  | 333.6333 | 89.2682 | 245.3847 | 0.077198 | 89.2682 | 245.3847 | 0.068394 | 84.9547 | 233.3671 | 0 | 311.9553 | 311.9288 | 35950.957 | 43.8134 | 35540.22 | 33514.824 | 32106.447 | 0 | 0 | 31997.213 | 735.7614 | 0 | 0 | 0 | 0 | 31997.213 | 735.7614 | 31079.238 | 30923.8418
162 | 2021-01-07 17:00 | 150.9667 |  | 126.8833 | 25.5474 | 1.8242 | 0.2 | 17.6417 | 253.9522 | 72.1509 | 0 |  | 150.9667 | 24.3487 | 127.9111 | 0.034932 | 24.3487 | 127.9111 | 0.030948 | 21.5928 | 121.6453 | 0 | 140.3733 | 140.3732 | 16178.463 | 33.3255 | 15475.794 | 15076.173 | 14493.526 | 0 | 0 | 14471.891 | 746.4067 | 0 | 0 | 0 | 0 | 14471.891 | 746.4067 | 13625.377 | 13557.25
163 | 2021-01-07 18:00 | 18.8 |  | 18.8 | 24.4837 | 1.9983 | 0.2 | 5.3638 | 247.3533 | 84.4942 | 0 |  | 18.8 | 0 | 18.6645 | 0.0043501 | 0 | 18.6645 | 0.003854 | 0 | 17.7499 | 0 | 17.3949 | 17.3951 | 2004.828 | 25.4399 | 1479.3884 | 1477.575 | 1433.3064 | 0 | 0 | 1433.0557 | 686.5447 | 0 | 0 | 0 | 0 | 1433.0557 | 686.5447 | 1194.9458 | 1188.9710693359375
164 | 2021-01-07 19:00 | 0 |  | 0 | 23.478 | 2.1017 | 0.2
165 | 2021-01-07 20:00 | 0 |  | 0 | 22.6714 | 1.6775 | 0.2
166 | 2021-01-07 21:00 | 0 |  | 0 | 21.8061 | 1.5879 | 0.2
167 | 2021-01-07 22:00 | 0 |  | 0 | 20.9247 | 1.5129 | 0.2
168 | 2021-01-07 23:00 | 0 |  | 0 | 20.08 | 1.4517 | 0.2
169 | 2021-01-08 | 0 |  | 0 | 19.4561 | 1.1758 | 0.2
170 | 2021-01-08 01:00 | 0 |  | 0 | 18.8627 | 1.3346 | 0.2
171 | 2021-01-08 02:00 | 0 |  | 0 | 18.4783 | 1.675 | 0.2
172 | 2021-01-08 03:00 | 0 |  | 0 | 18.1429 | 1.2921 | 0.2
173 | 2021-01-08 04:00 | 0 |  | 0 | 17.9368 | 0.75333 | 0.2
174 | 2021-01-08 05:00 | 19.5333 |  | 19.5 | 18.2402 | 0.50167 | 0.2 | 4.1556 | 113.2841 | 86.373 | 0 |  | 19.5333 | 0.024198 | 19.3931 | 0.0045197 | 0.024198 | 19.3931 | 0.0040043 | 0.014225 | 18.443 | 0 | 18.0881 | 18.0882 | 2084.707 | 19.3046 | 1553.7433 | 1577.8927 | 1525.5797 | 0 | 0 | 1525.3087 | 703.5013 | 0 | 0 | 0 | 0 | 1525.3087 | 703.5013 | 1273.1808 | 1266.8148193359375
175 | 2021-01-08 06:00 | 223.7667 |  | 79.4833 | 19.4874 | 0.35 | 0.2 | 16.3831 | 106.6017 | 74.2479 | 0 |  | 223.7667 | 138.6594 | 79.3358 | 0.051776 | 138.6594 | 79.3358 | 0.045872 | 120.0155 | 75.4432 | 0 | 191.5495 | 191.5382 | 22074.846 | 30.8368 | 21442.287 | 21038.115 | 19508.658 | 0 | 0 | 19471.006 | 757.9644 | 0 | 0 | 0 | 0 | 19471.006 | 757.9644 | 18559.457 | 18466.6602
176 | 2021-01-08 07:00 | 420.4667 |  | 140.4 | 20.8486 | 0.49833 | 0.2 | 29.0291 | 100.3867 | 61.5605 | 0 |  | 420.4667 | 274.5006 | 140.7201 | 0.09729 | 274.5006 | 140.7201 | 0.086195 | 259.368 | 133.8201 | 0 | 385.3243 | 385.2712 | 44403.06 | 43.5238 | 44151.258 | 41674.26 | 39464.754 | 0 | 0 | 39303.637 | 739.9153 | 0 | 0 | 0 | 0 | 39303.637 | 739.9153 | 38269.992 | 38078.6406
177 | 2021-01-08 08:00 | 592.1167 |  | 227.3667 | 22.0988 | 0.71042 | 0.2 | 41.929 | 94.0666 | 48.6243 | 0 |  | 592.1167 | 360.423 | 227.6601 | 0.13701 | 360.423 | 227.6601 | 0.12138 | 351.1511 | 216.5009 | 0 | 556.2989 | 556.3324 | 64118.52 | 54.5275 | 64231.93 | 58515.27 | 56117.414 | 0 | 0 | 55769.664 | 714.2631 | 0 | 0 | 0 | 0 | 55769.664 | 714.2631 | 54354.402 | 54082.6289
178 | 2021-01-08 09:00 | 743.2167 |  | 289.7 | 23.1565 | 1.1062 | 0.2 | 54.9306 | 86.6684 | 35.5942 | 0 |  | 743.2167 | 450.2141 | 290.4749 | 0.17197 | 450.2141 | 290.4749 | 0.15236 | 445.0193 | 276.2398 | 0 | 706.8338 | 706.9299 | 81475.805 | 63.628 | 81827.46 | 72267.23 | 70151.1 | 0 | 0 | 69556.87 | 685.0292 | 0 | 0 | 0 | 0 | 69556.87 | 685.0292 | 67736.27 | 67397.5859
179 | 2021-01-08 10:00 | 842.6667 |  | 339.45 | 24.2845 | 2.1417 | 0.2 | 67.7826 | 75.4575 | 22.7346 | 0 |  | 842.6667 | 501.1091 | 340.7613 | 0.19498 | 501.1091 | 340.7613 | 0.17275 | 498.9858 | 324.0649 | 0 | 806.5897 | 806.6224 | 92965.54 | 68.3383 | 93388.86 | 81097.414 | 78511.766 | 0 | 0 | 77746.766 | 674.0356 | 0 | 0 | 0 | 0 | 77746.766 | 674.0356 | 75605.84 | 75227.8203
180 | 2021-01-08 11:00 | 922.5167 |  | 378.8 | 25.2814 | 3.0537 | 0.2 | 79.3545 | 46.2624 | 11.1922 | 0 |  | 922.5167 | 542.7095 | 380.6468 | 0.21346 | 542.7095 | 380.6468 | 0.18911 | 542.1831 | 361.9995 | 0 | 886.0989 | 886.0983 | 102125.586 | 71.7085 | 102544.32 | 87957.68 | 85687.95 | 0 | 0 | 84751.74 | 661.991 | 0 | 0 | 0 | 62.7056 | 84689.04 | 665.0307 | 82259.12 | 81847.8203
181 | 2021-01-08 12:00 | 928.7 |  | 381.8167 | 26.0412 | 4.2529 | 0.2 | 80.2869 | 320.1197 | 8.9202 | 0 |  | 928.7 | 546.9226 | 384.1778 | 0.21489 | 546.9226 | 384.1778 | 0.19038 | 546.5268 | 365.3608 | 0 | 893.6498 | 893.6094 | 102990.59 | 70.3756 | 103404.95 | 89132.125 | 86222.66 | 0 | 0 | 85286.7 | 666.9966 | 0 | 0 | 0 | 0.94114 | 85285.76 | 668.5117 | 82830.25 | 82416.1016
182 | 2021-01-08 13:00 | 917.8833 |  | 291.45 | 26.579 | 5.0742 | 0.2 | 69.096 | 286.2914 | 20.4163 | 0 |  | 917.8833 | 627.5512 | 294.1241 | 0.21239 | 627.5512 | 294.1241 | 0.18816 | 625.4003 | 279.7204 | 0 | 887.0182 | 887.0372 | 102234.625 | 68.9733 | 102648.23 | 88923 | 85613.72 | 0 | 0 | 84709.336 | 676.5178 | 0 | 0 | 0 | 0 | 84709.336 | 676.5178 | 82278.55 | 81867.1562
183 | 2021-01-08 14:00 | 816.3333 |  | 252.2167 | 26.8229 | 4.4221 | 0.2 | 56.2875 | 274.297 | 33.3283 | 0 |  | 816.3333 | 566.0563 | 255.0192 | 0.18889 | 566.0563 | 255.0192 | 0.16735 | 560.4511 | 242.5319 | 0 | 786.9233 | 786.8448 | 90685.195 | 65.5612 | 91100.586 | 79909.24 | 77540.83 | 0 | 0 | 76809.71 | 679.0624 | 0 | 0 | 0 | 0 | 76809.71 | 679.0624 | 74706.57 | 74333.0391
184 | 2021-01-08 15:00 | 641.95 |  | 196.6 | 26.7361 | 3.3508 | 0.2 | 43.282 | 266.688 | 46.3959 | 0 |  | 641.95 | 447.6682 | 199.1895 | 0.14854 | 447.6682 | 199.1895 | 0.1316 | 437.5723 | 189.4369 | 0 | 614.469 | 614.3122 | 70802.36 | 58.4908 | 71022.38 | 63851.26 | 61417.645 | 0 | 0 | 60972.785 | 693.2363 | 0 | 0 | 0 | 0 | 60972.785 | 693.2363 | 59443.25 | 59146.0352
185 | 2021-01-08 16:00 | 437.3833 |  | 147.1667 | 26.2032 | 4.1321 | 0.2 | 30.3583 | 260.3166 | 59.3746 | 0 |  | 437.3833 | 292.3669 | 148.7861 | 0.1012 | 292.3669 | 148.7861 | 0.089663 | 278.274 | 141.5012 | 0 | 411.3796 | 411.3292 | 47405.84 | 46.7229 | 47211.363 | 44122.84 | 42533.754 | 0 | 0 | 42337.75 | 726.2776 | 0 | 0 | 0 | 0 | 42337.75 | 726.2776 | 41231.504 | 41025.3477
186 | 2021-01-08 17:00 | 246.4 |  | 79.25 | 25.3102 | 4.2275 | 0.2 | 17.6708 | 254.125 | 72.1195 | 0 |  | 246.4 | 169.0088 | 80.6074 | 0.057014 | 169.0088 | 80.6074 | 0.050512 | 149.9265 | 76.6616 | 0 | 222.0564 | 221.9723 | 25582.635 | 36.3356 | 24996.764 | 24128.629 | 23237.627 | 0 | 0 | 23181.955 | 747.7578 | 0 | 0 | 0 | 0 | 23181.955 | 747.7578 | 22297.635 | 22186.1465
187 | 2021-01-08 18:00 | 28.1833 |  | 27.4 | 24.1743 | 3.6688 | 0.2 | 5.3801 | 247.5207 | 84.4757 | 0 |  | 28.1833 | 0.80411 | 27.4184 | 0.0065212 | 0.80411 | 27.4184 | 0.0057775 | 0.42659 | 26.0746 | 0 | 25.9712 | 25.9725 | 2993.3838 | 25.4976 | 2409.7878 | 2406.1675 | 2340.5315 | 0 | 0 | 2339.9023 | 707.3579 | 0 | 0 | 0 | 0 | 2339.9023 | 707.3579 | 1970.8744 | 1961.02
188 | 2021-01-08 19:00 | 0 |  | 0 | 23.2778 | 2.8679 | 0.2
189 | 2021-01-08 20:00 | 0 |  | 0 | 22.4107 | 2.5725 | 0.2
190 | 2021-01-08 21:00 | 0 |  | 0 | 21.5402 | 3.3071 | 0.2
191 | 2021-01-08 22:00 | 0 |  | 0 | 20.6697 | 3.7338 | 0.2
192 | 2021-01-08 23:00 | 0 |  | 0 | 19.8387 | 4.0896 | 0.2
193 | 2021-01-09 | 0 |  | 0 | 19.2472 | 3.4267 | 0.2
194 | 2021-01-09 01:00 | 0 |  | 0 | 18.6967 | 3.8821 | 0.2
195 | 2021-01-09 02:00 | 0 |  | 0 | 18.3443 | 4.3983 | 0.2
196 | 2021-01-09 03:00 | 0 |  | 0 | 18.038 | 4.1446 | 0.2
197 | 2021-01-09 04:00 | 0 |  | 0 | 17.8464 | 2.9454 | 0.2
198 | 2021-01-09 05:00 | 14.0333 |  | 13.9833 | 18.0427 | 2.5242 | 0.2 | 4.0015 | 113.2131 | 86.4763 | 0 |  | 14.0333 | 0.03527 | 14.01 | 0.0032471 | 0.03527 | 14.01 | 0.0028768 | 0.020526 | 13.3239 | 0 | 13.0775 | 13.0768 | 1507.1211 | 18.7446 | 1020.9532 | 1035.9366 | 1008.0541 | 0 | 0 | 1007.9292 | 685.2877 | 0 | 0 | 0 | 0 | 1007.9292 | 685.2877 | 836.4662 | 832.2838745117188
199 | 2021-01-09 06:00 | 140.1167 |  | 116.8833 | 18.8318 | 2.9467 | 0.2 | 16.2349 | 106.5152 | 74.3952 | 0 |  | 140.1167 | 22.3206 | 117.7062 | 0.032421 | 22.3206 | 117.7062 | 0.028724 | 19.2815 | 111.9396 | 0 | 128.5967 | 128.5728 | 14818.291 | 25.6012 | 14105.669 | 14078.444 | 13397.798 | 0 | 0 | 13380.053 | 760.9705 | 0 | 0 | 0 | 0 | 13380.053 | 760.9705 | 12563.278 | 12500.4619
200 | 2021-01-09 07:00 | 277 |  | 217.3667 | 19.7504 | 3.0775 | 0.2 | 28.8859 | 100.282 | 61.7026 | 0 |  | 277 | 58.444 | 216.1973 | 0.064094 | 58.444 | 216.1973 | 0.056784 | 55.1938 | 205.5996 | 0 | 255.5776 | 255.5901 | 29456.586 | 33.1276 | 28932.158 | 28219.56 | 27217.957 | 0 | 0 | 27144.5 | 756.8096 | 0 | 0 | 0 | 0 | 27144.5 | 756.8096 | 26269.94 | 26138.5879
201 | 2021-01-09 08:00 | 405.7333 |  | 335.55 | 20.6741 | 2.6604 | 0.2 | 41.789 | 93.9366 | 48.7628 | 0 |  | 405.7333 | 69.3494 | 338.8813 | 0.093881 | 69.3494 | 338.8813 | 0.083175 | 67.551 | 322.2782 | 0 | 382.0326 | 382.0553 | 44034.34 | 41.0533 | 43775.168 | 41667.47 | 39948.43 | 0 | 0 | 39787.43 | 748.0666 | 0 | 0 | 0 | 0 | 39787.43 | 748.0666 | 38742.137 | 38548.4258
202 | 2021-01-09 09:00 | 566.7 |  | 418.9333 | 21.6383 | 3.6046 | 0.2 | 54.7907 | 86.4992 | 35.732 | 0 |  | 566.7 | 146.6905 | 417.9279 | 0.13113 | 146.6905 | 417.9279 | 0.11617 | 144.9824 | 397.4481 | 0 | 531.5819 | 531.6143 | 61270.45 | 48.8028 | 61335.57 | 56967.945 | 54853.17 | 0 | 0 | 54530.71 | 727.2305 | 0 | 0 | 0 | 0 | 54530.71 | 727.2305 | 53143.105 | 52877.3906
203 | 2021-01-09 10:00 | 631.2167 |  | 429.75 | 22.4811 | 4.2708 | 0.2 | 67.6358 | 75.228 | 22.8776 | 0 |  | 631.2167 | 200.6245 | 429.3939 | 0.14605 | 200.6245 | 429.3939 | 0.1294 | 199.7631 | 408.3551 | 0 | 595.9558 | 595.9498 | 68682.38 | 52.0237 | 68871.26 | 63299.56 | 61462.28 | 0 | 0 | 61042.934 | 716.5685 | 0 | 0 | 0 | 0 | 61042.934 | 716.5685 | 59511.88 | 59214.3164
204 | 2021-01-09 11:00 | 851.4667 |  | 415.5833 | 23.3679 | 4.5758 | 0.2 | 79.1855 | 46.1301 | 11.3492 | 0 |  | 851.4667 | 435.0819 | 417.2832 | 0.19702 | 435.0819 | 417.2832 | 0.17455 | 434.6478 | 396.841 | 0 | 814.859 | 814.8592 | 93913.13 | 63.2056 | 94339.086 | 83450.66 | 80660.49 | 0 | 0 | 79888.45 | 687.4253 | 0 | 0 | 0 | 0 | 79888.45 | 687.4253 | 77660.09 | 77271.7891
205 | 2021-01-09 12:00 | 890.7167 |  | 384.5 | 24.3033 | 4.1292 | 0.2 | 80.2302 | 321.0736 | 8.9749 | 0 |  | 890.7167 | 506.2622 | 386.8591 | 0.2061 | 506.2622 | 386.8591 | 0.1826 | 505.892 | 367.9107 | 0 | 856.3267 | 856.2614 | 98684.9 | 67.0247 | 99113.95 | 86490.49 | 84086.016 | 0 | 0 | 83224.02 | 676.9646 | 0 | 0 | 0 | 0 | 83224.02 | 676.9646 | 80856.43 | 80452.1484
206 | 2021-01-09 13:00 | 912.05 |  | 299.0833 | 25.0756 | 3.8 | 0.2 | 69.1198 | 286.767 | 20.3856 | 0 |  | 912.05 | 614.0748 | 301.7334 | 0.21104 | 614.0748 | 301.7334 | 0.18697 | 611.976 | 286.957 | 0 | 880.9544 | 880.803 | 101515.125 | 69.6845 | 101932.984 | 88075.32 | 85506.66 | 0 | 0 | 84591.46 | 668.9473 | 0 | 0 | 0 | 0 | 84591.46 | 668.9473 | 82165.71 | 81754.8828
207 | 2021-01-09 14:00 | 855.7167 |  | 189.4667 | 25.5645 | 4 | 0.2 | 56.3262 | 274.5981 | 33.2855 | 0 |  | 855.7167 | 668.561 | 192.1756 | 0.198 | 668.561 | 192.1756 | 0.17542 | 661.96 | 182.7662 | 0 | 827.8317 | 827.8645 | 95412 | 67.1125 | 95837.125 | 83585.95 | 80900.88 | 0 | 0 | 80103.94 | 678.6188 | 0 | 0 | 0 | 0 | 80103.94 | 678.6188 | 77866.695 | 77477.3594
208 | 2021-01-09 15:00 | 653.8833 |  | 182.4333 | 25.6718 | 3.7517 | 0.2 | 43.3211 | 266.9177 | 46.3536 | 0 |  | 653.8833 | 473.9234 | 185.0055 | 0.1513 | 473.9234 | 185.0055 | 0.13404 | 463.2617 | 175.9475 | 0 | 626.4251 | 626.4231 | 72198.164 | 57.4673 | 72437.68 | 65351.727 | 63464.87 | 0 | 0 | 62999.875 | 700.7329 | 0 | 0 | 0 | 0 | 62999.875 | 700.7329 | 61419.637 | 61112.5391
209 | 2021-01-09 16:00 | 466.4 |  | 110.4833 | 25.3921 | 3.845 | 0.2 | 30.3919 | 260.512 | 59.3383 | 0 |  | 466.4 | 358.5755 | 112.4224 | 0.10792 | 358.5755 | 112.4224 | 0.095611 | 341.3285 | 106.9189 | 0 | 439.2825 | 439.2622 | 50625.71 | 47.5934 | 50492.88 | 47059.137 | 45238.47 | 0 | 0 | 45018.617 | 729.6262 | 0 | 0 | 0 | 0 | 45018.617 | 729.6262 | 43849.082 | 43629.8359
210 | 2021-01-09 17:00 | 287.7833 |  | 73.2333 | 24.7372 | 4.745 | 0.2 | 17.695 | 254.3039 | 72.0929 | 0 |  | 287.7833 | 216.9597 | 74.5619 | 0.066589 | 216.9597 | 74.5619 | 0.058995 | 192.5141 | 70.9122 | 0 | 258.1578 | 258.1078 | 29747.791 | 37.2591 | 29228.912 | 28134.396 | 27034.846 | 0 | 0 | 26959.61 | 750.7234 | 0 | 0 | 0 | 0 | 26959.61 | 750.7234 | 26087.098 | 25956.6621
211 | 2021-01-09 18:00 | 36.9333 |  | 33.65 | 23.7685 | 4.8033 | 0.2 | 5.3911 | 247.6934 | 84.4623 | 0 |  | 36.9333 | 3.3717 | 33.7248 | 0.0085459 | 3.3717 | 33.7248 | 0.0075713 | 1.7929 | 32.0735 | 0 | 33.1891 | 33.1834 | 3824.4883 | 25.3741 | 3205.043 | 3201.3042 | 3105.9329 | 0 | 0 | 3104.846 | 715.6266 | 0 | 0 | 0 | 0 | 3104.846 | 715.6266 | 2637.2944 | 2624.1079
212 | 2021-01-09 19:00 | 0 |  | 0 | 23.1035 | 4.1188 | 0.2
213 | 2021-01-09 20:00 | 0 |  | 0 | 22.437 | 3.4421 | 0.2
214 | 2021-01-09 21:00 | 0 |  | 0 | 21.7593 | 2.955 | 0.2
215 | 2021-01-09 22:00 | 0 |  | 0 | 21.0816 | 2.3275 | 0.2
216 | 2021-01-09 23:00 | 0 |  | 0 | 20.4345 | 2.35 | 0.2
217 | 2021-01-10 | 0 |  | 0 | 19.9756 | 2.3467 | 0.2
218 | 2021-01-10 01:00 | 0 |  | 0 | 19.559 | 3.0467 | 0.2
219 | 2021-01-10 02:00 | 0 |  | 0 | 19.2984 | 2.9533 | 0.2
220 | 2021-01-10 03:00 | 0 |  | 0 | 19.0738 | 2.405 | 0.2
221 | 2021-01-10 04:00 | 0 |  | 0 | 18.9413 | 1.95 | 0.2
222 | 2021-01-10 05:00 | 13.5167 |  | 13.4833 | 19.1496 | 2.2742 | 0.2 | 3.8453 | 113.135 | 86.5809 | 0 |  | 13.5167 | 0.022822 | 13.5196 | 0.0031276 | 0.022822 | 13.5196 | 0.0027709 | 0.013136 | 12.8575 | 0 | 12.6132 | 12.6131 | 1453.702 | 19.8343 | 972.3513 | 983.8818 | 956.3016 | 0 | 0 | 956.1865 | 677.5364 | 0 | 0 | 0 | 0 | 956.1865 | 677.5364 | 793.0649 | 789.0996
223 | 2021-01-10 06:00 | 150.2667 |  | 106.75 | 19.9199 | 2.0275 | 0.2 | 16.0852 | 106.4213 | 74.544 | 0 |  | 150.2667 | 41.7935 | 105.9332 | 0.03477 | 41.7935 | 105.9332 | 0.030804 | 36.0301 | 100.7391 | 0 | 134.0338 | 134.0429 | 15448.808 | 27.2788 | 14741.617 | 14634.799 | 14030.414 | 0 | 0 | 14011.006 | 759.1585 | 0 | 0 | 0 | 0 | 14011.006 | 759.1585 | 13176.366 | 13110.4844
224 | 2021-01-10 07:00 | 231.4 |  | 209.6167 | 20.621 | 1.8742 | 0.2 | 28.7415 | 100.1692 | 61.8458 | 0 |  | 231.4 | 21.3474 | 211.218 | 0.053543 | 21.3474 | 211.218 | 0.047437 | 20.1497 | 200.8696 | 0 | 216.5989 | 216.61 | 24964.758 | 32.596 | 24368.8 | 23805.328 | 22942.508 | 0 | 0 | 22890.195 | 756.1569 | 0 | 0 | 0 | 0 | 22890.195 | 756.1569 | 22001.404 | 21891.3965
225 | 2021-01-10 08:00 | 413.1333 |  | 301.6167 | 21.5261 | 2.3779 | 0.2 | 41.6481 | 93.7973 | 48.9022 | 0 |  | 413.1333 | 110.1897 | 300.5424 | 0.095593 | 110.1897 | 300.5424 | 0.084692 | 107.3089 | 285.813 | 0 | 385.2594 | 385.3016 | 44406.523 | 42.3444 | 44154.496 | 41854.375 | 40176.188 | 0 | 0 | 40010.508 | 742.5629 | 0 | 0 | 0 | 0 | 40010.508 | 742.5629 | 38959.855 | 38765.0586
226 | 2021-01-10 09:00 | 557.7333 |  | 363.7833 | 22.4469 | 4.06 | 0.2 | 54.6498 | 86.3185 | 35.8706 | 0 |  | 557.7333 | 192.5377 | 363.6117 | 0.12905 | 192.5377 | 363.6117 | 0.11433 | 190.2751 | 345.793 | 0 | 525.3467 | 525.4046 | 60554.08 | 48.7435 | 60606.3 | 56300.156 | 54131.375 | 0 | 0 | 53821.453 | 728.4224 | 0 | 0 | 0 | 0 | 53821.453 | 728.4224 | 52449.758 | 52187.5078
227 | 2021-01-10 10:00 | 694.9667 |  | 419.8667 | 23.2827 | 5.52 | 0.2 | 67.4873 | 74.9824 | 23.0221 | 0 |  | 694.9667 | 273.9528 | 420.2251 | 0.16081 | 273.9528 | 420.2251 | 0.14247 | 272.7607 | 399.6352 | 0 | 658.9481 | 658.9557 | 75947.086 | 54.1438 | 76237.57 | 69577.28 | 66970.16 | 0 | 0 | 66474.23 | 714.8422 | 0 | 0 | 0 | 0 | 66474.23 | 714.8422 | 64768.41 | 64444.5664
228 | 2021-01-10 11:00 | 856.2 |  | 403.65 | 24.3381 | 5.5096 | 0.2 | 79.0124 | 45.9692 | 11.5098 | 0 |  | 856.2 | 451.7248 | 405.4069 | 0.19811 | 451.7248 | 405.4069 | 0.17552 | 451.2611 | 385.5465 | 0 | 820.0714 | 820.067 | 94509.92 | 62.7628 | 94938.03 | 84117.22 | 81729.21 | 0 | 0 | 80935.57 | 687.4789 | 0 | 0 | 0 | 0 | 80935.57 | 687.4789 | 78663.9 | 78270.5781
229 | 2021-01-10 12:00 | 890.5167 |  | 387.5167 | 25.2014 | 6.4658 | 0.2 | 80.164 | 322.031 | 9.04 | 0 |  | 890.5167 | 503.0553 | 389.8729 | 0.20605 | 503.0553 | 389.8729 | 0.18255 | 502.6829 | 370.7769 | 0 | 855.9906 | 856.0004 | 98656.39 | 63.6021 | 99084.05 | 87531.23 | 84150.92 | 0 | 0 | 83311.875 | 688.5441 | 0 | 0 | 0 | 0 | 83311.875 | 688.5441 | 80940.56 | 80535.8594
230 | 2021-01-10 13:00 | 671.1167 |  | 413.5667 | 25.5591 | 7.4675 | 0.2 | 69.1372 | 287.2591 | 20.3609 | 0 |  | 671.1167 | 258.0222 | 415.2455 | 0.15529 | 258.0222 | 415.2455 | 0.13758 | 257.1422 | 394.9077 | 0 | 639.0089 | 638.9906 | 73646.12 | 52.9475 | 73906.984 | 67723.52 | 65434.633 | 0 | 0 | 64963.91 | 716.8553 | 0 | 0 | 0 | 0 | 64963.91 | 716.8553 | 63313.176 | 62996.6094
231 | 2021-01-10 14:00 | 567.1 |  | 369.4833 | 25.6341 | 8.1725 | 0.2 | 56.3597 | 274.9106 | 33.2476 | 0 |  | 567.1 | 198.3086 | 371.1123 | 0.13122 | 198.3086 | 371.1123 | 0.11625 | 196.3556 | 352.9373 | 0 | 538.3071 | 538.249 | 62034.5 | 47.9762 | 62112.984 | 57849 | 55785.45 | 0 | 0 | 55453.664 | 729.6365 | 0 | 0 | 0 | 0 | 55453.664 | 729.6365 | 54045.44 | 53775.2148
232 | 2021-01-10 15:00 | 403.3667 |  | 327.6333 | 25.3534 | 8.0533 | 0.2 | 43.3554 | 267.1559 | 46.3161 | 0 |  | 403.3667 | 76.134 | 331.3506 | 0.093333 | 76.134 | 331.3506 | 0.082689 | 74.425 | 315.1207 | 0 | 381.7548 | 381.7112 | 43993.516 | 41.2839 | 43733.56 | 41598.707 | 40041.4 | 0 | 0 | 39876.215 | 744.306 | 0 | 0 | 0 | 0 | 39876.215 | 744.306 | 38828.79 | 38634.6445
233 | 2021-01-10 16:00 | 194.0333 |  | 184.1667 | 24.6618 | 7.9279 | 0.2 | 30.4207 | 260.7143 | 59.3068 | 0 |  | 194.0333 | 9.941 | 183.3072 | 0.044897 | 9.941 | 183.3072 | 0.039776 | 9.4638 | 174.3273 | 0 | 180.1152 | 180.1145 | 20758.596 | 32.2218 | 20104.328 | 19659.252 | 19058.375 | 0 | 0 | 19021.791 | 751.4258 | 0 | 0 | 0 | 0 | 19021.791 | 751.4258 | 18111.312 | 18020.7559
234 | 2021-01-10 17:00 | 87.9333 |  | 81.55 | 23.8429 | 9.7475 | 0.2 | 17.7142 | 254.4886 | 72.0712 | 0 |  | 87.9333 | 6.4558 | 81.7685 | 0.020347 | 6.4558 | 81.7685 | 0.018026 | 5.7296 | 77.7623 | 0 | 81.8221 | 81.8238 | 9430.342 | 27.0044 | 8709.754 | 8654.741 | 8249.422 | 0 | 0 | 8242.485 | 749.5192 | 0 | 0 | 0 | 0 | 8242.485 | 749.5192 | 7395.6035 | 7358.6255
235 | 2021-01-10 18:00 | 6.3167 |  | 6.3167 | 23.2302 | 8.2762 | 0.2 | 5.3968 | 247.8713 | 84.4541 | 0 |  | 6.3167 | 0 | 6.2593 | 0.0014616 | 0 | 6.2593 | 0.0012949 | 0 | 5.9525 | 0 | 5.8335 | 5.8333 | 672.2878 | 23.4712 | 289.4733 | 289.372 | 284.481 | 0 | 0 | 284.4683 | 604.5252 | 0 | 0 | 0 | 16.5719 | 267.8963 | 649.9995 | 220.4772 | 219.37486267089844
236 | 2021-01-10 19:00 | 0 |  | 0 | 22.6668 | 6.9633 | 0.2
237 | 2021-01-10 20:00 | 0 |  | 0 | 22.1053 | 4.9546 | 0.2
238 | 2021-01-10 21:00 | 0 |  | 0 | 21.5437 | 3.2212 | 0.2
239 | 2021-01-10 22:00 | 0 |  | 0 | 20.9822 | 2.8983 | 0.2
240 | 2021-01-10 23:00 | 0 |  | 0 | 20.4352 | 3.2742 | 0.2
241 | 2021-01-11 | 0 |  | 0 | 19.9742 | 3.0275 | 0.2
242 | 2021-01-11 01:00 | 0 |  | 0 | 19.5311 | 2.9829 | 0.2
243 | 2021-01-11 02:00 | 0 |  | 0 | 19.2492 | 3.8475 | 0.2
244 | 2021-01-11 03:00 | 0 |  | 0 | 19.0049 | 3.4179 | 0.2
245 | 2021-01-11 04:00 | 0 |  | 0 | 18.8612 | 2.9863 | 0.2
246 | 2021-01-11 05:00 | 17.0833 |  | 16.5667 | 19.1516 | 3.5475 | 0.2 | 3.6873 | 113.0497 | 86.6869 | 0 |  | 17.0833 | 0.34273 | 17.196 | 0.0039528 | 0.34273 | 17.196 | 0.003502 | 0.19492 | 16.3547 | 0 | 16.2187 | 16.2172 | 1869.1001 | 19.9824 | 1353.661 | 1371.5156 | 1321.5334 | 0 | 0 | 1321.3228 | 693.0989 | 0 | 0 | 0 | 0 | 1321.3228 | 693.0989 | 1100.4031 | 1094.9010009765625
247 | 2021-01-11 06:00 | 228.4167 |  | 66.3833 | 20.3817 | 3.4146 | 0.2 | 15.9342 | 106.32 | 74.694 | 0 |  | 228.4167 | 155.5659 | 66.2585 | 0.052852 | 155.5659 | 66.2585 | 0.046825 | 133.8335 | 63.007 | 0 | 192.9037 | 192.7539 | 22214.838 | 30.3166 | 21585.018 | 21212.02 | 19574.541 | 0 | 0 | 19537.03 | 760.7626 | 0 | 0 | 0 | 0 | 19537.03 | 760.7626 | 18625.402 | 18532.2754
248 | 2021-01-11 07:00 | 446.2333 |  | 105.8833 | 21.8035 | 3.4312 | 0.2 | 28.5962 | 100.0485 | 61.9899 | 0 |  | 446.2333 | 333.5153 | 106.2776 | 0.10325 | 333.5153 | 106.2776 | 0.091477 | 314.6366 | 101.0658 | 0 | 407.3884 | 407.3842 | 46952.36 | 42.7848 | 46749.2 | 44233.605 | 41706.938 | 0 | 0 | 41528.652 | 743.6957 | 0 | 0 | 0 | 0 | 41528.652 | 743.6957 | 40441.668 | 40239.457
249 | 2021-01-11 08:00 | 745.5333 |  | 96.2 | 23.3511 | 4.7529 | 0.2 | 41.5063 | 93.6489 | 49.0423 | 0 |  | 745.5333 | 641.597 | 97.063 | 0.17251 | 641.597 | 97.063 | 0.15283 | 624.6855 | 92.3059 | 0 | 702.6516 | 702.8543 | 81006.22 | 57.4373 | 81348.79 | 73395.51 | 70375.3 | 0 | 0 | 69822.85 | 707.9709 | 0 | 0 | 0 | 0 | 69822.85 | 707.9709 | 67992.195 | 67652.2344
250 | 2021-01-11 09:00 | 893.9667 |  | 116.8333 | 24.9946 | 5.3983 | 0.2 | 54.508 | 86.1264 | 36.0101 | 0 |  | 893.9667 | 771.4769 | 117.6533 | 0.20685 | 771.4769 | 117.6533 | 0.18326 | 762.3268 | 111.888 | 0 | 856.7305 | 856.8884 | 98760.2 | 65.3483 | 99183.68 | 87055.2 | 84188.21 | 0 | 0 | 83320.586 | 679.3147 | 0 | 0 | 0 | 0 | 83320.586 | 679.3147 | 80948.9 | 80544.1562
251 | 2021-01-11 10:00 | 1052 |  | 125.9167 | 26.3507 | 5.2533 | 0.2 | 67.3373 | 74.7211 | 23.168 | 0 |  | 1052 | 922.2319 | 126.5662 | 0.24342 | 922.2319 | 126.5662 | 0.21566 | 918.165 | 120.365 | 0 | 1017.7595 | 1017.8376 | 117310.33 | 74.6013 | 117570.06 | 99717.53 | 96912.336 | 0 | 0 | 95683.125 | 652.9942 | 0 | 0 | 0 | 256.0934 | 95427.03 | 659.2288 | 92507.75 | 92045.2109
252 | 2021-01-11 11:00 | 701.05 |  | 438.8833 | 26.7503 | 4.8258 | 0.2 | 78.8353 | 45.781 | 11.6741 | 0 |  | 701.05 | 261.6931 | 439.8738 | 0.16221 | 261.6931 | 439.8738 | 0.14371 | 261.4166 | 418.3246 | 0 | 666.1464 | 666.1461 | 76776.19 | 58.9493 | 77077.03 | 69199.42 | 66646.21 | 0 | 0 | 66135.93 | 701.6899 | 0 | 0 | 0 | 0 | 66135.93 | 701.6899 | 64442.523 | 64120.3086
253 | 2021-01-11 12:00 | 733.45 |  | 446.15 | 26.9721 | 4.8429 | 0.2 | 80.0881 | 322.9888 | 9.1157 | 0 |  | 733.45 | 287.3379 | 447.6452 | 0.16971 | 287.3379 | 447.6452 | 0.15036 | 287.1221 | 425.7183 | 0 | 698.5836 | 698.5487 | 80510.07 | 60.711 | 80852.17 | 72146.66 | 69884 | 0 | 0 | 69315.19 | 694.9353 | 0 | 0 | 0 | 0 | 69315.19 | 694.9353 | 67503.695 | 67166.1797
254 | 2021-01-11 13:00 | 627.5666 |  | 446.1833 | 26.9838 | 3.9942 | 0.2 | 69.1483 | 287.7668 | 20.3424 | 0 |  | 627.5666 | 181.7208 | 446.9191 | 0.14521 | 181.7208 | 446.9191 | 0.12865 | 181.102 | 425.0285 | 0 | 594.008 | 593.972 | 68456.39 | 56.8014 | 68641.734 | 62074.562 | 60097.87 | 0 | 0 | 59687.754 | 707.1304 | 0 | 0 | 0 | 0 | 59687.754 | 707.1304 | 58186.16 | 57895.2266
255 | 2021-01-11 14:00 | 542.3166 |  | 402.8167 | 26.7634 | 6.1358 | 0.2 | 56.388 | 275.234 | 33.2148 | 0 |  | 542.3166 | 139.9933 | 403.5124 | 0.12548 | 139.9933 | 403.5124 | 0.11117 | 138.6176 | 383.749 | 0 | 511.9193 | 511.8459 | 58992.12 | 50.0725 | 59016.293 | 54580.996 | 52481.977 | 0 | 0 | 52183.02 | 722.5225 | 0 | 0 | 0 | 0 | 52183.02 | 722.5225 | 50848.293 | 50594.0547
256 | 2021-01-11 15:00 | 387.95 |  | 306.8167 | 26.2338 | 6.7975 | 0.2 | 43.3847 | 267.4023 | 46.2834 | 0 |  | 387.95 | 81.5664 | 307.3398 | 0.089766 | 81.5664 | 307.3398 | 0.079529 | 79.7389 | 292.2873 | 0 | 364.5856 | 364.5337 | 42014.184 | 42.3421 | 41716.508 | 39542.465 | 37646.55 | 0 | 0 | 37501.08 | 745.8524 | 0 | 0 | 0 | 0 | 37501.08 | 745.8524 | 36511.05 | 36328.4961
257 | 2021-01-11 16:00 | 255.8167 |  | 233.3 | 25.4815 | 7.1458 | 0.2 | 30.4445 | 260.9232 | 59.2801 | 0 |  | 255.8167 | 22.6879 | 235.7009 | 0.059192 | 22.6879 | 235.7009 | 0.052442 | 21.6004 | 224.1558 | 0 | 240.8411 | 240.835 | 27756.844 | 35.9564 | 27204.326 | 26298.729 | 25444.49 | 0 | 0 | 25378.488 | 750.3594 | 0 | 0 | 0 | 0 | 25378.488 | 750.3594 | 24525.688 | 24403.0586
258 | 2021-01-11 17:00 | 108.8333 |  | 106.3833 | 24.5549 | 7.5888 | 0.2 | 17.7283 | 254.679 | 72.0545 | 0 |  | 108.8333 | 2.4781 | 105.8523 | 0.025183 | 2.4781 | 105.8523 | 0.022311 | 2.1997 | 100.6668 | 0 | 100.8092 | 100.8047 | 11618.396 | 28.8518 | 10893.432 | 10762.055 | 10408.177 | 0 | 0 | 10397.013 | 746.9966 | 0 | 0 | 0 | 0 | 10397.013 | 746.9966 | 9537.356 | 9489.6699
259 | 2021-01-11 18:00 | 9.85 |  | 9.85 | 23.5892 | 6.7721 | 0.2 | 5.3972 | 248.0542 | 84.4512 | 0 |  | 9.85 | 0 | 9.7654 | 0.0022792 | 0 | 9.7654 | 0.0020192 | 0 | 9.2868 | 0 | 9.1011 | 9.1018 | 1049.0131 | 23.9919 | 609.7892 | 610.7662 | 594.6803 | 0 | 0 | 594.632 | 646.6277 | 0 | 0 | 0 | 3.1328 | 591.4991 | 659.2279 | 488.5831 | 486.1401
260 | 2021-01-11 19:00 | 0 |  | 0 | 22.7974 | 5.5471 | 0.2
261 | 2021-01-11 20:00 | 0 |  | 0 | 21.9574 | 4.6292 | 0.2
262 | 2021-01-11 21:00 | 0 |  | 0 | 21.1034 | 4.4517 | 0.2
263 | 2021-01-11 22:00 | 0 |  | 0 | 20.2493 | 4.2242 | 0.2
264 | 2021-01-11 23:00 | 0 |  | 0 | 19.4173 | 4.84 | 0.2
265 | 2021-01-12 | 0 |  | 0 | 18.7138 | 6.2192 | 0.2
266 | 2021-01-12 01:00 | 0 |  | 0 | 18.0252 | 5.9825 | 0.2
267 | 2021-01-12 02:00 | 0 |  | 0 | 17.5801 | 4.76 | 0.2
268 | 2021-01-12 03:00 | 0 |  | 0 | 17.1919 | 3.7929 | 0.2
269 | 2021-01-12 04:00 | 0 |  | 0 | 16.9394 | 3.4388 | 0.2
270 | 2021-01-12 05:00 | 20.0833 |  | 19.4 | 17.0937 | 3.4846 | 0.2 | 3.5275 | 112.9574 | 86.7942 | 0 |  | 20.0833 | 0.43866 | 20.0586 | 0.004647 | 0.43866 | 20.0586 | 0.004117 | 0.24623 | 19.077 | 0 | 18.9367 | 18.9307 | 2181.821 | 18.0663 | 1644.4279 | 1675.8903 | 1609.8015 | 0 | 0 | 1609.5038 | 708.0065 | 0 | 0 | 0 | 0 | 1609.5038 | 708.0065 | 1344.7206 | 1337.9971
271 | 2021-01-12 06:00 | 180.45 |  | 100.1667 | 17.8159 | 3.8042 | 0.2 | 15.7819 | 106.2114 | 74.8453 | 0 |  | 180.45 | 77.0531 | 99.4721 | 0.041754 | 77.0531 | 99.4721 | 0.036992 | 66.1465 | 94.5936 | 0 | 157.5253 | 157.5383 | 18156.727 | 25.793 | 17475.252 | 17424.377 | 16384.303 | 0 | 0 | 16358.693 | 771.0646 | 0 | 0 | 0 | 0 | 16358.693 | 771.0646 | 15473.915 | 15396.5459
272 | 2021-01-12 07:00 | 485.9333 |  | 80.2333 | 18.905 | 2.5713 | 0.2 | 28.4499 | 99.9198 | 62.1349 | 0 |  | 485.9333 | 397.526 | 80.8172 | 0.11244 | 397.526 | 80.8172 | 0.099615 | 374.8216 | 76.8542 | 0 | 442.6422 | 442.5933 | 51009.266 | 42.6093 | 50883.355 | 48173.93 | 45701.61 | 0 | 0 | 45487.707 | 743.4121 | 0 | 0 | 0 | 0 | 45487.707 | 743.4121 | 44307.18 | 44085.6445
273 | 2021-01-12 08:00 | 492.4 |  | 307.7333 | 19.6377 | 2.0517 | 0.2 | 41.3637 | 93.4914 | 49.1831 | 0 |  | 492.4 | 182.464 | 307.0634 | 0.11393 | 182.464 | 307.0634 | 0.10094 | 177.615 | 292.0132 | 0 | 460.2357 | 460.1843 | 53037.277 | 44.8738 | 52950.57 | 49799.7 | 48120.707 | 0 | 0 | 47877.414 | 734.9236 | 0 | 0 | 0 | 0 | 47877.414 | 734.9236 | 46641.273 | 46408.0664
274 | 2021-01-12 09:00 | 859.1 |  | 140.5167 | 20.5859 | 1.9758 | 0.2 | 54.3653 | 85.9232 | 36.1504 | 0 |  | 859.1 | 713.3564 | 141.702 | 0.19878 | 713.3564 | 141.702 | 0.17611 | 704.8173 | 134.7576 | 0 | 822.7834 | 822.9022 | 94843.305 | 65.8692 | 95267.836 | 83458.09 | 80391.36 | 0 | 0 | 79614.484 | 681.2702 | 0 | 0 | 0 | 0 | 79614.484 | 681.2702 | 77397.39 | 77010.4062
275 | 2021-01-12 10:00 | 885.9334 |  | 319.1667 | 21.2985 | 1.7775 | 0.2 | 67.1857 | 74.4444 | 23.3153 | 0 |  | 885.9334 | 564.4172 | 320.4185 | 0.20499 | 564.4172 | 320.4185 | 0.18161 | 561.8945 | 304.7187 | 0 | 849.2809 | 849.3563 | 97887.63 | 68.4612 | 98313.7 | 85323.36 | 81717.79 | 0 | 0 | 80902.086 | 680.5905 | 0 | 0 | 0 | 0 | 80902.086 | 680.5905 | 78631.8 | 78238.6406
276 | 2021-01-12 11:00 | 657.6834 |  | 452.1833 | 21.4709 | 1.5242 | 0.2 | 78.6543 | 45.567 | 11.842 | 0 |  | 657.6834 | 205.1327 | 452.3854 | 0.15218 | 205.1327 | 452.3854 | 0.13482 | 204.9095 | 430.2228 | 0 | 622.4297 | 622.4277 | 71735.3 | 56.4335 | 71969.86 | 65169.78 | 63038.82 | 0 | 0 | 62591.22 | 708.4819 | 0 | 0 | 0 | 0 | 62591.22 | 708.4819 | 61025.49 | 60720.3594
277 | 2021-01-12 12:00 | 319.3 |  | 301.1333 | 21.1037 | 1.9467 | 0.2 | 80.0025 | 323.9438 | 9.202 | 0 |  | 319.3 | 18.1695 | 299.882 | 0.073882 | 18.1695 | 299.882 | 0.065456 | 18.1556 | 285.1903 | 0 | 297.279 | 297.2771 | 34262.2 | 37.4842 | 33820.94 | 32546.598 | 31148.152 | 0 | 0 | 31050.6 | 753.8055 | 0 | 0 | 0 | 0 | 31050.6 | 753.8055 | 30145.277 | 29994.5508
278 | 2021-01-12 13:00 | 436.5 |  | 388.7833 | 20.9291 | 2.15 | 0.2 | 69.1527 | 288.2897 | 20.3304 | 0 |  | 436.5 | 47.8068 | 392.6947 | 0.101 | 47.8068 | 392.6947 | 0.089482 | 47.6442 | 373.4593 | 0 | 412.6814 | 412.6591 | 47561.15 | 43.4579 | 47369.65 | 44750.45 | 43036.37 | 0 | 0 | 42843.56 | 738.7932 | 0 | 0 | 0 | 0 | 42843.56 | 738.7932 | 41725.31 | 41516.6836
279 | 2021-01-12 14:00 | 468.1667 |  | 403.9667 | 20.7826 | 1.9775 | 0.2 | 56.4108 | 275.5682 | 33.1872 | 0 |  | 468.1667 | 64.4294 | 408.8137 | 0.10833 | 64.4294 | 408.8137 | 0.095973 | 63.7974 | 388.7896 | 0 | 443.5353 | 443.4914 | 51113.547 | 45.1855 | 50990.254 | 47908.79 | 46388.82 | 0 | 0 | 46163.19 | 736.3001 | 0 | 0 | 0 | 0 | 46163.19 | 736.3001 | 44966.875 | 44742.043
280 | 2021-01-12 15:00 | 178.8833 |  | 164.75 | 20.2852 | 1.7242 | 0.2 | 43.409 | 267.6569 | 46.2555 | 0 |  | 178.8833 | 14.2095 | 165.3094 | 0.041391 | 14.2095 | 165.3094 | 0.036671 | 13.8916 | 157.211 | 0 | 167.6806 | 167.6798 | 19325.346 | 29.6186 | 18653.875 | 18388.996 | 17744.725 | 0 | 0 | 17713.492 | 758.4554 | 0 | 0 | 0 | 0 | 17713.492 | 758.4554 | 16811.498 | 16727.4414
281 | 2021-01-12 16:00 | 39.05 |  | 39.05 | 19.6205 | 2.2192 | 0.2 | 30.4634 | 261.1388 | 59.2583 | 0 |  | 39.05 | 0 | 38.7902 | 0.0090356 | 0 | 38.7902 | 0.0080052 | 0 | 36.8896 | 0 | 36.1518 | 36.1516 | 4166.5576 | 21.588 | 3534.6248 | 3571.6045 | 3452.831 | 0 | 0 | 3451.5483 | 730.2618 | 0 | 0 | 0 | 0 | 3451.5483 | 730.2618 | 2942.931 | 2928.2163
282 | 2021-01-12 17:00 | 84.7 |  | 80.0833 | 19.1064 | 2.9813 | 0.2 | 17.7372 | 254.8751 | 72.0428 | 0 |  | 84.7 | 4.6703 | 79.625 | 0.019598 | 4.6703 | 79.625 | 0.017363 | 4.1461 | 75.7241 | 0 | 78.2728 | 78.2669 | 9020.66 | 23.2208 | 8302.363 | 8348.093 | 8024.5337 | 0 | 0 | 8018.043 | 754.5908 | 0 | 0 | 0 | 0 | 8018.043 | 754.5908 | 7177.464 | 7141.5762
283 | 2021-01-12 18:00 | 11.2833 |  | 11.2833 | 18.6488 | 3.38 | 0.2 | 5.3921 | 248.2422 | 84.4536 | 0 |  | 11.2833 | 0 | 11.1885 | 0.0026108 | 0 | 11.1885 | 0.0023131 | 0 | 10.6402 | 0 | 10.4274 | 10.4278 | 1201.8285 | 19.1871 | 745.3224 | 753.5979 | 733.1924 | 0 | 0 | 733.1224 | 664.5793 | 0 | 0 | 0 | 0.022002 | 733.1004 | 665.3672 | 606.5135 | 603.481
284 | 2021-01-12 19:00 | 0 |  | 0 | 18.3741 | 2.0696 | 0.2
285 | 2021-01-12 20:00 | 0 |  | 0 | 18.057 | 1.9258 | 0.2
286 | 2021-01-12 21:00 | 0 |  | 0 | 17.7158 | 1.5913 | 0.2
287 | 2021-01-12 22:00 | 0 |  | 0 | 17.4839 | 1.1042 | 0.2
288 | 2021-01-12 23:00 | 0 |  | 0 | 16.9837 | 0.70083 | 0.2
289 | 2021-01-13 | 0 |  | 0 | 17.1275 | 0.88542 | 0.2
290 | 2021-01-13 01:00 | 0 |  | 0 | 17.1273 | 1.1346 | 0.2
291 | 2021-01-13 02:00 | 0 |  | 0 | 16.829 | 1.7046 | 0.2
292 | 2021-01-13 03:00 | 0 |  | 0 | 16.2782 | 2.7467 | 0.2
293 | 2021-01-13 04:00 | 0 |  | 0 | 17.5454 | 2.5742 | 0.2
294 | 2021-01-13 05:00 | 8.3167 |  | 8.3167 | 18.0725 | 3.1812 | 0.2 | 3.366 | 112.8581 | 86.9026 | 0 |  | 8.3167 | 0 | 8.4267 | 0.0019244 | 0 | 8.4267 | 0.0017049 | 0 | 8.0141 | 0 | 7.8538 | 7.8538 | 905.1561 | 18.4816 | 484.3983 | 487.6783 | 476.3697 | 0 | 0 | 476.3386 | 651.2598 | 0 | 0 | 0 | 1.939 | 474.3996 | 659.6992 | 391.3406 | 389.38385009765625
295 | 2021-01-13 06:00 | 101.5333 |  | 99.35 | 18.8548 | 3.725 | 0.2 | 15.6285 | 106.0955 | 74.9976 | 0 |  | 101.5333 | 2.0948 | 98.5354 | 0.023493 | 2.0948 | 98.5354 | 0.020814 | 1.7943 | 93.7063 | 0 | 93.5906 | 93.5935 | 10786.5625 | 23.6111 | 10061.818 | 10104.855 | 9729.112 | 0 | 0 | 9719.717 | 759.874 | 0 | 0 | 0 | 0 | 9719.717 | 759.874 | 8854.759 | 8810.4854
296 | 2021-01-13 07:00 | 196.1 |  | 188.7333 | 19.583 | 3.2662 | 0.2 | 28.3027 | 99.7833 | 62.2806 | 0 |  | 196.1 | 7.2178 | 187.4101 | 0.045375 | 7.2178 | 187.4101 | 0.0402 | 6.8018 | 178.2264 | 0 | 181.3276 | 181.338 | 20899.033 | 28.9928 | 20246.635 | 19998.91 | 19216.129 | 0 | 0 | 19180.137 | 763.9549 | 0 | 0 | 0 | 0 | 19180.137 | 763.9549 | 18269.172 | 18177.8262
297 | 2021-01-13 08:00 | 289.9167 |  | 275.9833 | 20.1993 | 3.05 | 0.2 | 41.2205 | 93.325 | 49.3246 | 0 |  | 289.9167 | 13.767 | 274.2953 | 0.067083 | 13.767 | 274.2953 | 0.059432 | 13.3981 | 260.8548 | 0 | 268.7679 | 268.7645 | 30975.887 | 34.2836 | 30476.947 | 29622.898 | 28509.842 | 0 | 0 | 28429.754 | 757.6351 | 0 | 0 | 0 | 0 | 28429.754 | 757.6351 | 27542.432 | 27404.7188
298 | 2021-01-13 09:00 | 363.9833 |  | 340.1667 | 20.9627 | 3.1983 | 0.2 | 54.2217 | 85.7091 | 36.2914 | 0 |  | 363.9833 | 23.6436 | 343.0366 | 0.084221 | 23.6436 | 343.0366 | 0.074616 | 23.3579 | 326.2309 | 0 | 342.597 | 342.6014 | 39486.508 | 38.7956 | 39141.13 | 37518.047 | 35625.65 | 0 | 0 | 35498.168 | 750.4047 | 0 | 0 | 0 | 0 | 35498.168 | 750.4047 | 34531.457 | 34358.7969
299 | 2021-01-13 10:00 | 395.75 |  | 358.45 | 21.5516 | 3.2775 | 0.2 | 67.0326 | 74.1529 | 23.464 | 0 |  | 395.75 | 37.1459 | 361.4163 | 0.091571 | 37.1459 | 361.4163 | 0.081128 | 36.9777 | 343.7108 | 0 | 373.0747 | 373.0728 | 42998.027 | 40.9007 | 42719.055 | 40681.992 | 38991.766 | 0 | 0 | 38835.73 | 743.0153 | 0 | 0 | 0 | 0 | 38835.73 | 743.0153 | 37813.37 | 37624.3047
300 | 2021-01-13 11:00 | 412.3167 |  | 372.0667 | 22.0152 | 2.6792 | 0.2 | 78.4695 | 45.3285 | 12.0135 | 0 |  | 412.3167 | 40.1789 | 375.2963 | 0.095404 | 40.1789 | 375.2963 | 0.084524 | 40.1339 | 356.9116 | 0 | 389.1046 | 389.1013 | 44845.41 | 42.7525 | 44601.742 | 42227.38 | 40772.27 | 0 | 0 | 40601.688 | 740.9102 | 0 | 0 | 0 | 0 | 40601.688 | 740.9102 | 39536.855 | 39339.1719
301 | 2021-01-13 12:00 | 462.1 |  | 425.4 | 22.4097 | 2.4258 | 0.2 | 79.9073 | 324.893 | 9.2988 | 0 |  | 462.1 | 36.7066 | 429.945 | 0.10692 | 36.7066 | 429.945 | 0.09473 | 36.6781 | 408.8845 | 0 | 436.6514 | 436.6419 | 50323.656 | 45.9506 | 50185.207 | 47032.65 | 45342.98 | 0 | 0 | 45126.324 | 735.0811 | 0 | 0 | 0 | 0 | 45126.324 | 735.0811 | 43954.26 | 43734.4922
302 | 2021-01-13 13:00 | 414.25 |  | 385.7167 | 22.5952 | 2.3275 | 0.2 | 69.1504 | 288.8269 | 20.3249 | 0 |  | 414.25 | 28.5881 | 389.5594 | 0.095852 | 28.5881 | 389.5594 | 0.08492 | 28.4909 | 370.4775 | 0 | 390.989 | 390.968 | 45060.53 | 43.7682 | 44820.996 | 42296.04 | 40767.414 | 0 | 0 | 40593.72 | 737.8652 | 0 | 0 | 0 | 0 | 40593.72 | 737.8652 | 39529.08 | 39331.4336
303 | 2021-01-13 14:00 | 370.8667 |  | 292.6833 | 22.7242 | 1.8654 | 0.2 | 56.4282 | 275.9129 | 33.165 | 0 |  | 370.8667 | 78.4658 | 293.2481 | 0.085813 | 78.4658 | 293.2481 | 0.076027 | 77.6973 | 278.885 | 0 | 349.4506 | 349.4491 | 40275.51 | 42.0507 | 39944.914 | 37894.727 | 36714.406 | 0 | 0 | 36573.6 | 737.731 | 0 | 0 | 0 | 0 | 36573.6 | 737.731 | 35593.965 | 35415.9961
304 | 2021-01-13 15:00 | 227.1333 |  | 222.2667 | 22.6185 | 1.7129 | 0.2 | 43.4282 | 267.9194 | 46.2327 | 0 |  | 227.1333 | 4.8931 | 221.2324 | 0.052555 | 4.8931 | 221.2324 | 0.046562 | 4.7838 | 210.3943 | 0 | 210.8746 | 210.8713 | 24304.328 | 34.3622 | 23698.65 | 23020.457 | 21938.188 | 0 | 0 | 21889.47 | 753.5453 | 0 | 0 | 0 | 0 | 21889.47 | 753.5453 | 20988.365 | 20883.4238
305 | 2021-01-13 16:00 | 128.0167 |  | 127.7 | 22.229 | 1.7846 | 0.2 | 30.4772 | 261.3608 | 59.2414 | 0 |  | 128.0167 | 0.31912 | 127.0064 | 0.029621 | 0.31912 | 127.0064 | 0.026243 | 0.30386 | 120.7842 | 0 | 118.6663 | 118.6657 | 13676.231 | 28.8161 | 12956.991 | 12802.991 | 12386.527 | 0 | 0 | 12370.956 | 752.4637 | 0 | 0 | 0 | 0 | 12370.956 | 752.4637 | 11575.482 | 11517.6055
306 | 2021-01-13 17:00 | 21.2667 |  | 21.2667 | 21.5872 | 2.515 | 0.2 | 17.741 | 255.0767 | 72.0363 | 0 |  | 21.2667 | 0 | 21.1097 | 0.0049208 | 0 | 21.1097 | 0.0043596 | 0 | 20.0753 | 0 | 19.6738 | 19.6738 | 2267.42 | 22.6435 | 1724.4393 | 1735.8689 | 1673.7643 | 0 | 0 | 1673.4347 | 699.7087 | 0 | 0 | 0 | 0 | 1673.4347 | 699.7087 | 1399.1304 | 1392.1348
307 | 2021-01-13 18:00 | 5.3167 |  | 5.3167 | 21.341 | 3.7958 | 0.2 | 5.3817 | 248.435 | 84.4614 | 0 |  | 5.3167 | 0 | 5.267 | 0.0012302 | 0 | 5.267 | 0.0010899 | 0 | 5.0088 | 0 | 4.9086 | 4.909 | 565.7841 | 21.5896 | 208.2833 | 207.6919 | 205.49 | 0 | 0 | 205.482 | 551.7399 | 0 | 0 | 0 | 28.1866 | 177.2954 | 649.9998 | 145.7636 | 145.0347900390625
308 | 2021-01-13 19:00 | 0 |  | 0 | 21.0306 | 3.3937 | 0.2
309 | 2021-01-13 20:00 | 0 |  | 0 | 20.6953 | 2.6792 | 0.2
310 | 2021-01-13 21:00 | 0 |  | 0 | 20.36 | 2.6071 | 0.2
311 | 2021-01-13 22:00 | 0 |  | 0 | 20.0247 | 3.5492 | 0.2
312 | 2021-01-13 23:00 | 0 |  | 0 | 19.6775 | 2.7679 | 0.2
313 | 2021-01-14 | 0 |  | 0 | 19.2514 | 2.5517 | 0.2
314 | 2021-01-14 01:00 | 0 |  | 0 | 18.8108 | 2.1187 | 0.2
315 | 2021-01-14 02:00 | 0 |  | 0 | 18.5283 | 1.23 | 0.2
316 | 2021-01-14 03:00 | 0 |  | 0 | 18.2826 | 1.0129 | 0.2
317 | 2021-01-14 04:00 | 0 |  | 0 | 18.1504 | 0.97583 | 0.2
318 | 2021-01-14 05:00 | 27.1167 |  | 24.1833 | 18.4969 | 0.81375 | 0.2 | 3.2029 | 112.7518 | 87.0121 | 0 |  | 27.1167 | 1.7553 | 23.0232 | 0.0062744 | 1.7553 | 23.0232 | 0.0055589 | 0.9559 | 21.8936 | 0 | 22.3925 | 22.3899 | 2580.5137 | 19.7959 | 2019.5087 | 2049.6743 | 1931.7155 | 0 | 0 | 1931.2991 | 714.3267 | 0 | 0 | 0 | 0 | 1931.2991 | 714.3267 | 1619.3639 | 1611.2671
319 | 2021-01-14 06:00 | 214.75 |  | 72.1333 | 19.6009 | 0.71292 | 0.2 | 15.4739 | 105.9724 | 75.151 | 0 |  | 214.75 | 136.7846 | 71.9754 | 0.04969 | 136.7846 | 71.9754 | 0.044023 | 116.8965 | 68.4436 | 0 | 181.6333 | 181.7054 | 20941.598 | 30.1913 | 20295.33 | 19949.633 | 18355.682 | 0 | 0 | 18323.025 | 761.4578 | 0 | 0 | 0 | 0 | 18323.025 | 761.4578 | 17416.082 | 17329.002
320 | 2021-01-14 07:00 | 513.9833 |  | 90.5667 | 21.1258 | 0.74833 | 0.2 | 28.1548 | 99.639 | 62.427 | 0 |  | 513.9833 | 414.8315 | 91.1629 | 0.11893 | 414.8315 | 91.1629 | 0.10537 | 390.7058 | 86.6928 | 0 | 467.8506 | 467.8055 | 53915.76 | 48.3472 | 53844.53 | 50033.223 | 47293.402 | 0 | 0 | 47055.91 | 728.8451 | 0 | 0 | 0 | 0 | 47055.91 | 728.8451 | 45838.816 | 45609.6211
321 | 2021-01-14 08:00 | 663.2333 |  | 132.3167 | 22.3343 | 1.0725 | 0.2 | 41.0766 | 93.1498 | 49.4665 | 0 |  | 663.2333 | 524.5729 | 133.268 | 0.15346 | 524.5729 | 133.268 | 0.13596 | 510.401 | 126.7355 | 0 | 624.3939 | 624.4615 | 71970.69 | 58.1394 | 72205.43 | 64975.69 | 62570.426 | 0 | 0 | 62120.77 | 700.8998 | 0 | 0 | 0 | 0 | 62120.77 | 700.8998 | 60566.43 | 60263.5977
322 | 2021-01-14 09:00 | 516.0167 |  | 369.5 | 22.7763 | 1.2258 | 0.2 | 54.0773 | 85.4841 | 36.4331 | 0 |  | 516.0167 | 145.4531 | 368.7199 | 0.1194 | 145.4531 | 368.7199 | 0.10578 | 143.6794 | 350.6516 | 0 | 484.4444 | 484.474 | 55837.76 | 50.3618 | 55803.844 | 51552.113 | 49786.223 | 0 | 0 | 49518.434 | 724.217 | 0 | 0 | 0 | 0 | 49518.434 | 724.217 | 48244.473 | 48003.25
323 | 2021-01-14 10:00 | 428.4167 |  | 386.75 | 22.8437 | 0.93958 | 0.2 | 66.8778 | 73.8469 | 23.6141 | 0 |  | 428.4167 | 41.4953 | 390.3006 | 0.09913 | 41.4953 | 390.3006 | 0.087825 | 41.3047 | 371.1801 | 0 | 404.2351 | 404.2387 | 46589.9 | 46.1624 | 46379.723 | 43429.19 | 41930.312 | 0 | 0 | 41743.18 | 731.1202 | 0 | 0 | 0 | 0 | 41743.18 | 731.1202 | 40651.08 | 40447.8242
324 | 2021-01-14 11:00 | 519.1167 |  | 454.8333 | 23.0647 | 0.77667 | 0.2 | 78.2809 | 45.0668 | 12.1885 | 0 |  | 519.1167 | 64.1712 | 459.9437 | 0.12012 | 64.1712 | 459.9437 | 0.10642 | 64.0972 | 437.4129 | 0 | 491.4799 | 491.4782 | 56645.77 | 51.6267 | 56626.97 | 52094.86 | 50383.09 | 0 | 0 | 50104.062 | 719.707 | 0 | 0 | 0 | 0 | 50104.062 | 719.707 | 48816.68 | 48572.5938
325 | 2021-01-14 12:00 | 684.4334 |  | 460.25 | 23.2978 | 0.51458 | 0.2 | 79.8024 | 325.8336 | 9.406 | 0 |  | 684.4334 | 224.23 | 460.8755 | 0.15837 | 224.23 | 460.8755 | 0.14031 | 224.0524 | 438.2996 | 0 | 649.105 | 649.1099 | 74810.875 | 61.4731 | 75087.19 | 66815.31 | 64297.113 | 0 | 0 | 63819.09 | 696.3503 | 0 | 0 | 0 | 0 | 63819.09 | 696.3503 | 62209.605 | 61898.5547
326 | 2021-01-14 13:00 | 519.8833 |  | 443.5 | 23.387 | 0.36208 | 0.2 | 69.1411 | 289.3777 | 20.3262 | 0 |  | 519.8833 | 76.5326 | 448.7974 | 0.12029 | 76.5326 | 448.7974 | 0.10658 | 76.2722 | 426.8145 | 0 | 493.0249 | 492.9944 | 56819.016 | 52.5828 | 56803.457 | 52091.71 | 50450.812 | 0 | 0 | 50168.93 | 715.2575 | 0 | 0 | 0 | 0 | 50168.93 | 715.2575 | 48880.062 | 48635.6641
327 | 2021-01-14 14:00 | 499.2833 |  | 419.1833 | 23.3422 | 0.58542 | 0.2 | 56.4398 | 276.2677 | 33.1483 | 0 |  | 499.2833 | 80.3927 | 424.4689 | 0.11553 | 80.3927 | 424.4689 | 0.10235 | 79.6062 | 403.6783 | 0 | 473.6188 | 473.6169 | 54586.055 | 51.1068 | 54528.64 | 50246.766 | 48495.297 | 0 | 0 | 48236.152 | 718.8588 | 0 | 0 | 0 | 0 | 48236.152 | 718.8588 | 46991.72 | 46756.7578
328 | 2021-01-14 15:00 | 333.0833 |  | 302.6167 | 22.9279 | 0.77417 | 0.2 | 43.4421 | 268.1896 | 46.2151 | 0 |  | 333.0833 | 30.6341 | 305.6833 | 0.077071 | 30.6341 | 305.6833 | 0.068281 | 29.9504 | 290.7103 | 0 | 314.2475 | 314.2297 | 36216.14 | 41.1913 | 35810.18 | 34059.17 | 32769.617 | 0 | 0 | 32658.94 | 742.9179 | 0 | 0 | 0 | 0 | 32658.94 | 742.9179 | 31730.973 | 31572.3184
329 | 2021-01-14 16:00 | 46.75 |  | 46.75 | 21.8404 | 0.83625 | 0.2 | 30.4858 | 261.5891 | 59.2296 | 0 |  | 46.75 | 0 | 46.4437 | 0.010817 | 0 | 46.4437 | 0.0095837 | 0 | 44.1681 | 0 | 43.2847 | 43.2849 | 4988.773 | 24.3491 | 4331.7397 | 4340.4004 | 4204.836 | 0 | 0 | 4202.935 | 731.4603 | 0 | 0 | 0 | 0 | 4202.935 | 731.4603 | 3613.0017 | 3594.9365
330 | 2021-01-14 17:00 | 44.0333 |  | 44.0333 | 21.6074 | 1.0613 | 0.2 | 17.7395 | 255.2837 | 72.0349 | 0 |  | 44.0333 | 0 | 43.7365 | 0.010189 | 0 | 43.7365 | 0.0090267 | 0 | 41.5935 | 0 | 40.7617 | 40.7614 | 4697.878 | 23.9457 | 4049.0889 | 4062.1094 | 3899.497 | 0 | 0 | 3897.8706 | 730.7397 | 0 | 0 | 0 | 0 | 3897.8706 | 730.7397 | 3339.6838 | 3322.9854
331 | 2021-01-14 18:00 | 8.55 |  | 8.55 | 20.9501 | 1.1604 | 0.2 | 5.3658 | 248.6326 | 84.4745 | 0 |  | 8.55 | 0 | 8.474 | 0.0019784 | 0 | 8.474 | 0.0017527 | 0 | 8.0587 | 0 | 7.8975 | 7.8977 | 910.2078 | 21.4012 | 488.6982 | 490.6375 | 479.6017 | 0 | 0 | 479.5703 | 648.9854 | 0 | 0 | 0 | 3.094 | 476.4764 | 659.2155 | 393.0629 | 391.0976257324219
332 | 2021-01-14 19:00 | 0 |  | 0 | 20.4959 | 1.6321 | 0.2
333 | 2021-01-14 20:00 | 0 |  | 0 | 19.9564 | 2.2483 | 0.2
334 | 2021-01-14 21:00 | 0 |  | 0 | 19.3623 | 2.0758 | 0.2
335 | 2021-01-14 22:00 | 0 |  | 0 | 18.7411 | 2.15 | 0.2
336 | 2021-01-14 23:00 | 0 |  | 0 | 18.1412 | 1.9775 | 0.2
337 | 2021-01-15 | 0 |  | 0 | 17.6836 | 1.7 | 0.2
338 | 2021-01-15 01:00 | 0 |  | 0 | 17.1903 | 2.0692 | 0.2
339 | 2021-01-15 02:00 | 0 |  | 0 | 16.8381 | 2.9796 | 0.2
340 | 2021-01-15 03:00 | 0 |  | 0 | 16.5211 | 3.6992 | 0.2
341 | 2021-01-15 04:00 | 0 |  | 0 | 16.2937 | 3.3146 | 0.2
342 | 2021-01-15 05:00 | 13.9167 |  | 12.3833 | 16.4318 | 3.4104 | 0.2 | 3.0383 | 112.6385 | 87.1226 | 0 |  | 13.9167 | 0.88367 | 12.0648 | 0.0032201 | 0.88367 | 12.0648 | 0.0028529 | 0.47284 | 11.4733 | 0 | 11.7072 | 11.7074 | 1349.3289 | 17.0354 | 878.0915 | 892.9504 | 857.2953 | 0 | 0 | 857.2035 | 677.656 | 0 | 0 | 0 | 0 | 857.2035 | 677.656 | 710.1779 | 706.6270141601562
343 | 2021-01-15 06:00 | 211.15 |  | 68.1 | 17.3948 | 3.7338 | 0.2 | 15.3184 | 105.8422 | 75.3053 | 0 |  | 211.15 | 137.1522 | 67.9488 | 0.048857 | 137.1522 | 67.9488 | 0.043285 | 116.9357 | 64.6143 | 0 | 177.919 | 177.9063 | 20503.906 | 26.4322 | 19852.361 | 19744.787 | 18188.82 | 0 | 0 | 18157.383 | 772.5842 | 0 | 0 | 0 | 0 | 18157.383 | 772.5842 | 17251.615 | 17165.3555
344 | 2021-01-15 07:00 | 430.3333 |  | 99.5167 | 18.5564 | 4.1137 | 0.2 | 28.0062 | 99.4871 | 62.574 | 0 |  | 430.3333 | 324.0886 | 99.9057 | 0.099573 | 324.0886 | 99.9057 | 0.088218 | 305.0674 | 95.0063 | 0 | 392.0722 | 392.3585 | 45221.48 | 38.146 | 44985.406 | 43192.9 | 40976.887 | 0 | 0 | 40810.473 | 755.7397 | 0 | 0 | 0 | 0 | 40810.473 | 755.7397 | 39740.64 | 39541.9375
345 | 2021-01-15 08:00 | 636.65 |  | 148.8833 | 19.7052 | 3.5162 | 0.2 | 40.9321 | 92.9659 | 49.609 | 0 |  | 636.65 | 481.9348 | 149.7519 | 0.14731 | 481.9348 | 149.7519 | 0.13051 | 468.8067 | 142.411 | 0 | 598.9933 | 599.0335 | 69037.555 | 50.4379 | 69229.58 | 63943.31 | 61155.258 | 0 | 0 | 60745.797 | 720.8807 | 0 | 0 | 0 | 0 | 60745.797 | 720.8807 | 59221.188 | 58925.082
346 | 2021-01-15 09:00 | 806.3333 |  | 214.1833 | 20.7634 | 3.3033 | 0.2 | 53.9321 | 85.2486 | 36.5754 | 0 |  | 806.3333 | 587.8577 | 215.4542 | 0.18657 | 587.8577 | 215.4542 | 0.1653 | 580.6222 | 204.8953 | 0 | 769.8071 | 769.9235 | 88735.94 | 60.648 | 89141.35 | 79557.17 | 76840.07 | 0 | 0 | 76158.38 | 697.2282 | 0 | 0 | 0 | 0 | 76158.38 | 697.2282 | 74081.336 | 73710.9297
347 | 2021-01-15 10:00 | 933.5 |  | 262.6833 | 21.6824 | 2.655 | 0.2 | 66.7216 | 73.5268 | 23.7655 | 0 |  | 933.5 | 668.0696 | 264.2918 | 0.216 | 668.0696 | 264.2918 | 0.19137 | 664.96 | 251.3422 | 0 | 897.9761 | 898.051 | 103502.91 | 69.5972 | 103912.56 | 89815.45 | 86886.305 | 0 | 0 | 85950.37 | 671.335 | 0 | 0 | 0 | 0 | 85950.37 | 671.335 | 83466.22 | 83048.8906
348 | 2021-01-15 11:00 | 981.2167 |  | 327.15 | 22.4006 | 2.2517 | 0.2 | 78.0884 | 44.7833 | 12.3671 | 0 |  | 981.2167 | 652.9412 | 328.8624 | 0.22704 | 652.9412 | 328.8624 | 0.20115 | 652.1652 | 312.7521 | 0 | 945.619 | 945.6312 | 108986.234 | 73.7884 | 109357.42 | 93061.01 | 90028.72 | 0 | 0 | 88958.03 | 650.7433 | 0 | 0 | 0 | 181.6745 | 88776.35 | 656.5527 | 86168.78 | 85737.9375
349 | 2021-01-15 12:00 | 998.0833 |  | 315.55 | 22.9273 | 2.2967 | 0.2 | 79.6879 | 326.7629 | 9.5235 | 0 |  | 998.0833 | 682.6951 | 317.8083 | 0.23094 | 682.6951 | 317.8083 | 0.20461 | 682.1428 | 302.2426 | 0 | 964.6978 | 964.6926 | 111181.984 | 75.2438 | 111531.984 | 94395.914 | 91895.555 | 0 | 0 | 90788.46 | 652.137 | 0 | 0 | 0 | 514.7539 | 90273.7 | 661.7145 | 87599.66 | 87161.6562
350 | 2021-01-15 13:00 | 936.85 |  | 303.8333 | 23.2133 | 3.0537 | 0.2 | 69.1247 | 289.9413 | 20.3344 | 0 |  | 936.85 | 634.2758 | 306.4986 | 0.21677 | 634.2758 | 306.4986 | 0.19205 | 632.1152 | 291.489 | 0 | 905.1321 | 905.1088 | 104313.945 | 70.6364 | 104721.62 | 90175.805 | 88114.47 | 0 | 0 | 87127.234 | 664.4075 | 0 | 0 | 0 | 0.55096 | 87126.68 | 664.5895 | 84591.48 | 84168.5234
351 | 2021-01-15 14:00 | 820.7167 |  | 244.8167 | 23.1894 | 4.3133 | 0.2 | 56.4457 | 276.6323 | 33.1372 | 0 |  | 820.7167 | 578.0298 | 247.6706 | 0.1899 | 578.0298 | 247.6706 | 0.16825 | 572.3785 | 235.5435 | 0 | 791.7636 | 791.7208 | 91249.08 | 62.361 | 91666.55 | 81323.664 | 79161.05 | 0 | 0 | 78417.53 | 688.1969 | 0 | 0 | 0 | 0 | 78417.53 | 688.1969 | 76249.39 | 75868.1406
352 | 2021-01-15 15:00 | 655.8 |  | 186.6333 | 23.1232 | 5.57 | 0.2 | 43.4508 | 268.4674 | 46.2026 | 0 |  | 655.8 | 471.7725 | 189.2505 | 0.15174 | 471.7725 | 189.2505 | 0.13444 | 461.2514 | 179.9848 | 0 | 628.4114 | 628.3573 | 72419.55 | 52.4844 | 72662.305 | 66677.02 | 64486.3 | 0 | 0 | 64025.613 | 714.5889 | 0 | 0 | 0 | 0 | 64025.613 | 714.5889 | 62408.72 | 62096.6719
353 | 2021-01-15 16:00 | 455.2 |  | 131.85 | 22.6572 | 5.575 | 0.2 | 30.4892 | 261.8236 | 59.223 | 0 |  | 455.2 | 325.9132 | 133.9437 | 0.10533 | 325.9132 | 133.9437 | 0.093315 | 310.344 | 127.3865 | 0 | 428.9758 | 428.99 | 49441.79 | 42.6981 | 49286.32 | 46670.105 | 45250.26 | 0 | 0 | 45034.016 | 737.9932 | 0 | 0 | 0 | 0 | 45034.016 | 737.9932 | 43864.117 | 43644.7969
354 | 2021-01-15 17:00 | 242.2 |  | 89.05 | 21.8876 | 5.8821 | 0.2 | 17.7328 | 255.4959 | 72.0387 | 0 |  | 242.2 | 154.9978 | 90.4702 | 0.056042 | 154.9978 | 90.4702 | 0.049651 | 137.6063 | 86.0416 | 0 | 219.175 | 219.1417 | 25257.527 | 31.983 | 24666.844 | 24137.648 | 23004.578 | 0 | 0 | 22951.686 | 760.3146 | 0 | 0 | 0 | 0 | 22951.686 | 760.3146 | 22063.803 | 21953.4844
355 | 2021-01-15 18:00 | 23.7167 |  | 23.6667 | 20.9434 | 6.6708 | 0.2 | 5.3445 | 248.8348 | 84.493 | 0 |  | 23.7167 | 0.051504 | 23.5126 | 0.0054877 | 0.051504 | 23.5126 | 0.0048619 | 0.027239 | 22.3606 | 0 | 21.94 | 21.9401 | 2528.659 | 21.9185 | 1969.8438 | 1987.3373 | 1921.1996 | 0 | 0 | 1920.7736 | 706.0687 | 0 | 0 | 0 | 0 | 1920.7736 | 706.0687 | 1610.3501 | 1602.2983
356 | 2021-01-15 19:00 | 0 |  | 0 | 20.1789 | 6.7154 | 0.2
357 | 2021-01-15 20:00 | 0 |  | 0 | 19.4504 | 6.1542 | 0.2
358 | 2021-01-15 21:00 | 0 |  | 0 | 18.722 | 5.8025 | 0.2
359 | 2021-01-15 22:00 | 0 |  | 0 | 17.9935 | 5.3937 | 0.2
360 | 2021-01-15 23:00 | 0 |  | 0 | 17.3443 | 4.3463 | 0.2
361 | 2021-01-16 | 0 |  | 0 | 17.1827 | 3.5767 | 0.2
362 | 2021-01-16 01:00 | 0 |  | 0 | 17.0838 | 3.8354 | 0.2
363 | 2021-01-16 02:00 | 0 |  | 0 | 17.0076 | 3.6946 | 0.2
364 | 2021-01-16 03:00 | 0 |  | 0 | 16.9376 | 2.3229 | 0.2
365 | 2021-01-16 04:00 | 0 |  | 0 | 16.903 | 1.5275 | 0.2
366 | 2021-01-16 05:00 | 12.6833 |  | 12.6833 | 17.1573 | 1.6225 | 0.2 | 2.8724 | 112.5182 | 87.2342 | 0 |  | 12.6833 | 0 | 12.7082 | 0.0029347 | 0 | 12.7082 | 0.0026001 | 0 | 12.0857 | 0 | 11.844 | 11.8436 | 1365.0192 | 17.8196 | 891.9859 | 905.8386 | 879.9081 | 0 | 0 | 879.8115 | 678.3226 | 0 | 0 | 0 | 0 | 879.8115 | 678.3226 | 729.0934 | 725.4479370117188
367 | 2021-01-16 06:00 | 172.3167 |  | 90.1833 | 18.2207 | 1.9725 | 0.2 | 15.1619 | 105.7048 | 75.4605 | 0 |  | 172.3167 | 78.7191 | 89.6458 | 0.039872 | 78.7191 | 89.6458 | 0.035325 | 66.9536 | 85.2477 | 0 | 149.1573 | 149.1586 | 17190.81 | 26.43 | 16500.58 | 16418.123 | 15310.361 | 0 | 0 | 15287.855 | 767.0579 | 0 | 0 | 0 | 0 | 15287.855 | 767.0579 | 14422.753 | 14350.6387
368 | 2021-01-16 07:00 | 350.7333 |  | 141.05 | 19.5029 | 2.15 | 0.2 | 27.857 | 99.3275 | 62.7216 | 0 |  | 350.7333 | 205.4063 | 140.9911 | 0.081155 | 205.4063 | 140.9911 | 0.0719 | 193.2394 | 134.078 | 0 | 320.7711 | 320.7961 | 36972.504 | 37.0166 | 36581.09 | 35247.992 | 33755.613 | 0 | 0 | 33641.734 | 752.1199 | 0 | 0 | 0 | 0 | 33641.734 | 752.1199 | 32699.596 | 32536.0977
369 | 2021-01-16 08:00 | 555.9667 |  | 184.7333 | 20.8952 | 2.2313 | 0.2 | 40.787 | 92.7734 | 49.7519 | 0 |  | 555.9667 | 366.7927 | 185.5223 | 0.12864 | 366.7927 | 185.5223 | 0.11397 | 356.718 | 176.4281 | 0 | 522.4832 | 522.3359 | 60200.23 | 49.3065 | 60245.668 | 55849.984 | 53669.918 | 0 | 0 | 53357.402 | 722.9556 | 0 | 0 | 0 | 0 | 53357.402 | 722.9556 | 51996.15 | 51736.168
370 | 2021-01-16 09:00 | 752.2833 |  | 260.0333 | 22.2609 | 3.4804 | 0.2 | 53.7862 | 85.0028 | 36.7184 | 0 |  | 752.2833 | 488.6878 | 261.0959 | 0.17407 | 488.6878 | 261.0959 | 0.15422 | 482.6166 | 248.3004 | 0 | 716.2986 | 716.2978 | 82554.38 | 59.0697 | 82915.71 | 74405.73 | 71548.836 | 0 | 0 | 70961.875 | 701.8304 | 0 | 0 | 0 | 0 | 70961.875 | 701.8304 | 69087.914 | 68742.4688
371 | 2021-01-16 10:00 | 807.4 |  | 368.6167 | 23.2396 | 3.7242 | 0.2 | 66.5638 | 73.193 | 23.9183 | 0 |  | 807.4 | 436.9954 | 369.8084 | 0.18682 | 436.9954 | 369.8084 | 0.16552 | 434.9334 | 351.6888 | 0 | 770.8897 | 770.8781 | 88845.31 | 62.4162 | 89253.35 | 79170.49 | 76183.664 | 0 | 0 | 75504.85 | 693.782 | 0 | 0 | 0 | 0 | 75504.85 | 693.782 | 73453.836 | 73086.5703
372 | 2021-01-16 11:00 | 739.8667 |  | 424.3667 | 24.0315 | 3.9225 | 0.2 | 77.8922 | 44.4791 | 12.5492 | 0 |  | 739.8667 | 314.9652 | 425.3852 | 0.17119 | 314.9652 | 425.3852 | 0.15167 | 314.5796 | 404.546 | 0 | 704.743 | 704.7425 | 81223.28 | 59.5253 | 81573.38 | 73093 | 70608.58 | 0 | 0 | 70036.68 | 701.1205 | 0 | 0 | 0 | 0 | 70036.68 | 701.1205 | 68197.93 | 67856.9375
373 | 2021-01-16 12:00 | 779.8 |  | 413.15 | 24.6418 | 4.0429 | 0.2 | 79.5637 | 327.6782 | 9.6512 | 0 |  | 779.8 | 366.7482 | 414.6536 | 0.18043 | 366.7482 | 414.6536 | 0.15986 | 366.4447 | 394.343 | 0 | 745.572 | 745.534 | 85925.18 | 61.9848 | 86315.875 | 76688.84 | 74667.29 | 0 | 0 | 73998.14 | 688.02 | 0 | 0 | 0 | 0 | 73998.14 | 688.02 | 72006.6 | 71646.5703
374 | 2021-01-16 13:00 | 694.95 |  | 440.2333 | 24.9657 | 2.8921 | 0.2 | 69.1011 | 290.5169 | 20.3498 | 0 |  | 694.95 | 255.2328 | 441.9799 | 0.1608 | 255.2328 | 441.9799 | 0.14246 | 254.3617 | 420.333 | 0 | 661.2008 | 661.1623 | 76200.95 | 59.863 | 76494.766 | 68455.71 | 66300.13 | 0 | 0 | 65788.23 | 697.9758 | 0 | 0 | 0 | 0 | 65788.23 | 697.9758 | 64107.52 | 63786.9844
375 | 2021-01-16 14:00 | 670.0167 |  | 343.75 | 25.1182 | 3.2796 | 0.2 | 56.4457 | 277.0064 | 33.1319 | 0 |  | 670.0167 | 327.4883 | 345.3724 | 0.15503 | 327.4883 | 345.3724 | 0.13735 | 324.2874 | 328.4582 | 0 | 639.6907 | 639.6665 | 73723.66 | 58.2909 | 73985.53 | 66570.03 | 64697.668 | 0 | 0 | 64214.17 | 699.3319 | 0 | 0 | 0 | 0 | 64214.17 | 699.3319 | 62590.5 | 62277.5508
376 | 2021-01-16 15:00 | 505.1833 |  | 296.7333 | 24.9447 | 4.1992 | 0.2 | 43.454 | 268.7525 | 46.1954 | 0 |  | 505.1833 | 209.6205 | 298.154 | 0.11689 | 209.6205 | 298.154 | 0.10356 | 204.9476 | 283.5531 | 0 | 478.7306 | 478.6637 | 55167.17 | 48.7506 | 55120.684 | 51194.566 | 49346.73 | 0 | 0 | 49083.664 | 725.1293 | 0 | 0 | 0 | 0 | 49083.664 | 725.1293 | 47819.695 | 47580.5977
377 | 2021-01-16 16:00 | 379.5833 |  | 210.9833 | 24.4444 | 3.4213 | 0.2 | 30.4874 | 262.064 | 59.2215 | 0 |  | 379.5833 | 169.9518 | 212.0361 | 0.08783 | 169.9518 | 212.0361 | 0.077814 | 161.8336 | 201.6529 | 0 | 356.2167 | 356.2327 | 41057.344 | 42.7996 | 40741.664 | 38555.465 | 36855.812 | 0 | 0 | 36714.793 | 744.0436 | 0 | 0 | 0 | 0 | 36714.793 | 744.0436 | 35733.53 | 35554.8633
378 | 2021-01-16 17:00 | 142.95 |  | 121 | 23.5552 | 2.6258 | 0.2 | 17.7207 | 255.7133 | 72.0478 | 0 |  | 142.95 | 22.2185 | 121.8926 | 0.033077 | 22.2185 | 121.8926 | 0.029304 | 19.7237 | 115.9214 | 0 | 132.9323 | 132.9223 | 15319.534 | 30.6565 | 14610.186 | 14353.53 | 13865.3 | 0 | 0 | 13845.751 | 748.9907 | 0 | 0 | 0 | 0 | 13845.751 | 748.9907 | 13015.611 | 12950.5332
379 | 2021-01-16 18:00 | 6.2 |  | 6.2 | 22.7522 | 3.0483 | 0.2 | 5.3176 | 249.0416 | 84.5169 | 0 |  | 6.2 | 0 | 6.142 | 0.0014346 | 0 | 6.142 | 0.001271 | 0 | 5.841 | 0 | 5.7242 | 5.7249 | 659.8158 | 23.0522 | 279.6209 | 279.444 | 274.8175 | 0 | 0 | 274.8055 | 599.2383 | 0 | 0 | 0 | 17.4258 | 257.3796 | 649.9995 | 211.7968 | 210.7378692626953
380 | 2021-01-16 19:00 | 0 |  | 0 | 22.3714 | 2.7067 | 0.2
381 | 2021-01-16 20:00 | 0 |  | 0 | 22.0609 | 1.6946 | 0.2
382 | 2021-01-16 21:00 | 0 |  | 0 | 21.7505 | 1.2129 | 0.2
383 | 2021-01-16 22:00 | 0 |  | 0 | 21.44 | 1.4725 | 0.2
384 | 2021-01-16 23:00 | 0 |  | 0 | 21.073 | 1.7829 | 0.2
385 | 2021-01-17 | 0 |  | 0 | 20.3531 | 2.5079 | 0.2
386 | 2021-01-17 01:00 | 0 |  | 0 | 19.7434 | 2.8225 | 0.2
387 | 2021-01-17 02:00 | 0 |  | 0 | 20.2317 | 3.1 | 0.2
388 | 2021-01-17 03:00 | 0 |  | 0 | 20.518 | 2.7792 | 0.2
389 | 2021-01-17 04:00 | 0 |  | 0 | 20.4967 | 2.2171 | 0.2
390 | 2021-01-17 05:00 | 3.5333 |  | 3.5333 | 20.6525 | 1.7404 | 0.2 | 2.7052 | 112.391 | 87.3365 | 0 |  | 3.5333 | 0 | 3.6373 | 0.00081756 | 0 | 3.6373 | 0.00072433 | 0 | 3.4592 | 0 | 3.39 | 3.3897 | 390.6658 | 20.841 | 100.1625 | 99.7486 | 99.3637 | 0 | 0 | 99.3594 | 369.3224 | 0 | 0 | 0 | 73.0033 | 26.3561 | 649.9996 | 21.6317 | 21.523515701293945
391 | 2021-01-17 06:00 | 64.4833 |  | 64.4333 | 21.1447 | 1.6104 | 0.2 | 15.0047 | 105.5603 | 75.6164 | 0 |  | 64.4833 | 0.047904 | 64.0045 | 0.014921 | 0.047904 | 64.0045 | 0.013219 | 0.040643 | 60.8685 | 0 | 59.6909 | 59.6921 | 6879.5537 | 24.4846 | 6183.596 | 6193.2188 | 5959.302 | 0 | 0 | 5955.61 | 742.864 | 0 | 0 | 0 | 0 | 5955.61 | 742.864 | 5216.868 | 5190.7837
392 | 2021-01-17 07:00 | 138.3167 |  | 134.05 | 21.6688 | 2.2062 | 0.2 | 27.7073 | 99.1604 | 62.8696 | 0 |  | 138.3167 | 4.1794 | 133.176 | 0.032005 | 4.1794 | 133.176 | 0.028355 | 3.9295 | 126.6505 | 0 | 127.9685 | 127.9722 | 14749.035 | 28.6375 | 14035.774 | 13877.314 | 13483.202 | 0 | 0 | 13464.835 | 753.171 | 0 | 0 | 0 | 0 | 13464.835 | 753.171 | 12645.552 | 12582.3242
393 | 2021-01-17 08:00 | 231.4167 |  | 225.7167 | 22.244 | 2.9813 | 0.2 | 40.6415 | 92.5725 | 49.8953 | 0 |  | 231.4167 | 5.6318 | 224.3529 | 0.053547 | 5.6318 | 224.3529 | 0.04744 | 5.4758 | 213.36 | 0 | 214.4591 | 214.4633 | 24717.314 | 33.5179 | 24117.633 | 23491.852 | 22668.02 | 0 | 0 | 22616.156 | 752.687 | 0 | 0 | 0 | 0 | 22616.156 | 752.687 | 21723.527 | 21614.9082
394 | 2021-01-17 09:00 | 286.2167 |  | 277.4167 | 22.7543 | 3.4283 | 0.2 | 53.6396 | 84.7467 | 36.862 | 0 |  | 286.2167 | 8.7365 | 275.9155 | 0.066227 | 8.7365 | 275.9155 | 0.058674 | 8.6269 | 262.3967 | 0 | 265.6031 | 265.5979 | 30610.73 | 36.4351 | 30105.586 | 29063.36 | 27742.818 | 0 | 0 | 27664.93 | 751.2474 | 0 | 0 | 0 | 0 | 27664.93 | 751.2474 | 26784.889 | 26650.9648
395 | 2021-01-17 10:00 | 317.8667 |  | 303.8667 | 23.1333 | 2.4904 | 0.2 | 66.4045 | 72.846 | 24.0725 | 0 |  | 317.8667 | 13.9433 | 302.3916 | 0.07355 | 13.9433 | 302.3916 | 0.065162 | 13.8766 | 287.5761 | 0 | 295.4236 | 295.4247 | 34047.562 | 39.014 | 33602.37 | 32180.613 | 31138.34 | 0 | 0 | 31038.848 | 743.9843 | 0 | 0 | 0 | 0 | 31038.848 | 743.9843 | 30133.584 | 29982.916
396 | 2021-01-17 11:00 | 331.55 |  | 317.45 | 23.381 | 2.8725 | 0.2 | 77.6923 | 44.1556 | 12.7348 | 0 |  | 331.55 | 14.0765 | 316.0692 | 0.076716 | 14.0765 | 316.0692 | 0.067967 | 14.0587 | 300.5841 | 0 | 308.35 | 308.3501 | 35539.29 | 39.6707 | 35121.03 | 33565.94 | 32187.24 | 0 | 0 | 32082.014 | 746.2587 | 0 | 0 | 0 | 0 | 32082.014 | 746.2587 | 31162.738 | 31006.9258
397 | 2021-01-17 12:00 | 342.8 |  | 329.3 | 23.6623 | 2.8983 | 0.2 | 79.4301 | 328.5775 | 9.7889 | 0 |  | 342.8 | 13.5041 | 327.9699 | 0.079319 | 13.5041 | 327.9699 | 0.070273 | 13.4926 | 311.9022 | 0 | 318.8869 | 318.8851 | 36752.656 | 40.4888 | 36356.49 | 34659.098 | 33369.535 | 0 | 0 | 33254.93 | 744.5228 | 0 | 0 | 0 | 0 | 33254.93 | 744.5228 | 32318.275 | 32156.6836
398 | 2021-01-17 13:00 | 330.7667 |  | 319.0333 | 23.8397 | 3.4796 | 0.2 | 69.07 | 291.1036 | 20.3725 | 0 |  | 330.7667 | 11.7576 | 317.7279 | 0.076535 | 11.7576 | 317.7279 | 0.067807 | 11.7173 | 302.1623 | 0 | 307.6021 | 307.6038 | 35450.918 | 39.6473 | 35031.008 | 33483.535 | 32486.25 | 0 | 0 | 32375.799 | 740.9846 | 0 | 0 | 0 | 0 | 32375.799 | 740.9846 | 31452.064 | 31294.8027
399 | 2021-01-17 14:00 | 300.3 |  | 275.25 | 23.772 | 4.5321 | 0.2 | 56.4397 | 277.3897 | 33.1325 | 0 |  | 300.3 | 25.145 | 277.1684 | 0.069485 | 25.145 | 277.1684 | 0.061561 | 24.8992 | 263.5913 | 0 | 282.7207 | 282.7217 | 32583.95 | 37.6216 | 32112.934 | 30888.057 | 29732.09 | 0 | 0 | 29642.203 | 748.132 | 0 | 0 | 0 | 0 | 29642.203 | 748.132 | 28745.215 | 28601.4883
400 | 2021-01-17 15:00 | 234.05 |  | 226.45 | 23.8476 | 4.6517 | 0.2 | 43.4517 | 269.0447 | 46.1936 | 0 |  | 234.05 | 7.6432 | 225.4092 | 0.054156 | 7.6432 | 225.4092 | 0.04798 | 7.4728 | 214.3665 | 0 | 217.4025 | 217.395 | 25054.963 | 34.4393 | 24460.273 | 23756.861 | 22973.172 | 0 | 0 | 22919.771 | 749.4139 | 0 | 0 | 0 | 0 | 22919.771 | 749.4139 | 22031.414 | 21921.2578
401 | 2021-01-17 16:00 | 169.8667 |  | 166.1667 | 23.7087 | 4.2188 | 0.2 | 30.4802 | 262.3103 | 59.2253 | 0 |  | 169.8667 | 3.73 | 165.3565 | 0.039305 | 3.73 | 165.3565 | 0.034822 | 3.5518 | 157.2558 | 0 | 157.5915 | 157.5844 | 18162.045 | 31.5391 | 17477.977 | 17125.059 | 16509.098 | 0 | 0 | 16481.635 | 752.7687 | 0 | 0 | 0 | 0 | 16481.635 | 752.7687 | 15594.941 | 15516.9668
402 | 2021-01-17 17:00 | 96.25 |  | 96.25 | 23.4179 | 3.3179 | 0.2 | 17.7032 | 255.9357 | 72.0621 | 0 |  | 96.25 | 0 | 95.7468 | 0.022271 | 0 | 95.7468 | 0.019731 | 0 | 91.0562 | 0 | 89.2351 | 89.2358 | 10284.464 | 28.0376 | 9560.624 | 9469.355 | 9080.845 | 0 | 0 | 9072.45 | 747.2183 | 0 | 0 | 0 | 0 | 9072.45 | 747.2183 | 8210.41 | 8169.3579
403 | 2021-01-17 18:00 | 10.9167 |  | 10.9167 | 22.8456 | 2.905 | 0.2 | 5.2852 | 249.2528 | 84.5464 | 0 |  | 10.9167 | 0 | 10.8226 | 0.002526 | 0 | 10.8226 | 0.0022379 | 0 | 10.2922 | 0 | 10.0864 | 10.0864 | 1162.5056 | 23.3777 | 710.243 | 712.3884 | 694.3165 | 0 | 0 | 694.251 | 651.5561 | 0 | 0 | 0 | 0.78369 | 693.4673 | 658.6054 | 573.468 | 570.6006469726562
404 | 2021-01-17 19:00 | 0 |  | 0 | 21.3415 | 2.1775 | 0.2
405 | 2021-01-17 20:00 | 0 |  | 0 | 21.7682 | 2.4692 | 0.2
406 | 2021-01-17 21:00 | 0 |  | 0 | 22.0733 | 3.3554 | 0.2
407 | 2021-01-17 22:00 | 0 |  | 0 | 22.0129 | 3.9854 | 0.2
408 | 2021-01-17 23:00 | 0 |  | 0 | 22.028 | 3.9017 | 0.2
409 | 2021-01-18 | 0 |  | 0 | 21.9716 | 3.5929 | 0.2
410 | 2021-01-18 01:00 | 0 |  | 0 | 21.8792 | 2.7662 | 0.2
411 | 2021-01-18 02:00 | 0 |  | 0 | 21.8262 | 2.5929 | 0.2
412 | 2021-01-18 03:00 | 0 |  | 0 | 21.7832 | 1.4937 | 0.2
413 | 2021-01-18 04:00 | 0 |  | 0 | 21.7705 | 1.3846 | 0.2
414 | 2021-01-18 05:00 | 7.1 |  | 7.1 | 21.9158 | 1.825 | 0.2 | 2.5368 | 112.2569 | 87.4222 | 0 |  | 7.1 | 0 | 7.2301 | 0.0016428 | 0 | 7.2301 | 0.0014555 | 0 | 6.876 | 0 | 6.7385 | 6.7388 | 776.6465 | 22.2892 | 375.0619 | 375.5034 | 368.2096 | 0 | 0 | 368.1897 | 629.2313 | 0 | 0 | 0 | 7.7868 | 360.4029 | 649.9993 | 296.9202 | 295.4355773925781
415 | 2021-01-18 06:00 | 97.3 |  | 94.4167 | 22.4788 | 1.475 | 0.2 | 14.8467 | 105.4089 | 75.7729 | 0 |  | 97.3 | 2.7615 | 93.6345 | 0.022514 | 2.7615 | 93.6345 | 0.019946 | 2.3369 | 89.0456 | 0 | 89.5549 | 89.5593 | 10321.934 | 27.5207 | 9598.065 | 9521.695 | 9186.839 | 0 | 0 | 9178.198 | 747.9136 | 0 | 0 | 0 | 0 | 9178.198 | 747.9136 | 8315.148 | 8273.5732
416 | 2021-01-18 07:00 | 299.4833 |  | 191.7 | 23.3785 | 1.9096 | 0.2 | 27.557 | 98.9859 | 63.0181 | 0 |  | 299.4833 | 105.5726 | 190.9757 | 0.069296 | 105.5726 | 190.9757 | 0.061394 | 99.2022 | 181.6133 | 0 | 275.1992 | 275.257 | 31723.998 | 38.5712 | 31238.416 | 29950.459 | 28837.195 | 0 | 0 | 28751.861 | 743.7844 | 0 | 0 | 0 | 0 | 28751.861 | 743.7844 | 27861.744 | 27722.4355
417 | 2021-01-18 08:00 | 424.7833 |  | 268.7 | 24.3703 | 1.9396 | 0.2 | 40.4956 | 92.3632 | 50.0389 | 0 |  | 424.7833 | 154.2155 | 268.2371 | 0.098289 | 154.2155 | 268.2371 | 0.08708 | 149.9086 | 255.0901 | 0 | 396.8987 | 396.906 | 45744.94 | 46.2476 | 45518.566 | 42607.766 | 40846.35 | 0 | 0 | 40669.945 | 733.2652 | 0 | 0 | 0 | 0 | 40669.945 | 733.2652 | 39603.48 | 39405.4609
418 | 2021-01-18 09:00 | 349.15 |  | 316.1333 | 24.897 | 1.7217 | 0.2 | 53.4923 | 84.4807 | 37.0061 | 0 |  | 349.15 | 32.7787 | 318.5755 | 0.080788 | 32.7787 | 318.5755 | 0.071575 | 32.3638 | 302.9682 | 0 | 328.6254 | 328.6271 | 37875.4 | 43.1912 | 37499.92 | 35440.5 | 34452.87 | 0 | 0 | 34326.777 | 731.7874 | 0 | 0 | 0 | 0 | 34326.777 | 731.7874 | 33375.234 | 33208.3594
419 | 2021-01-18 10:00 | 520.9167 |  | 436.4167 | 25.6244 | 2.7892 | 0.2 | 66.2437 | 72.4862 | 24.2281 | 0 |  | 520.9167 | 84.1596 | 441.1388 | 0.12053 | 84.1596 | 441.1388 | 0.10679 | 83.7514 | 419.528 | 0 | 493.2139 | 493.2144 | 56844.04 | 51.7793 | 56828.95 | 52257.27 | 50573.797 | 0 | 0 | 50293.492 | 718.934 | 0 | 0 | 0 | 0 | 50293.492 | 718.934 | 49001.777 | 48756.7656
420 | 2021-01-18 11:00 | 681.5833 |  | 447.6833 | 26.3276 | 3.9562 | 0.2 | 77.4887 | 43.814 | 12.9239 | 0 |  | 681.5833 | 233.5167 | 448.6915 | 0.15771 | 233.5167 | 448.6915 | 0.13972 | 233.2131 | 426.7105 | 0 | 646.7251 | 646.7228 | 74535.766 | 58.8493 | 74808.44 | 67183.88 | 64808.363 | 0 | 0 | 64329.67 | 703.7434 | 0 | 0 | 0 | 0 | 64329.67 | 703.7434 | 62701.844 | 62388.3359
421 | 2021-01-18 12:00 | 237.9167 |  | 232.0667 | 26.1133 | 4.1654 | 0.2 | 79.287 | 329.4586 | 9.9364 | 0 |  | 237.9167 | 5.852 | 231.039 | 0.055051 | 5.852 | 231.039 | 0.048772 | 5.8469 | 219.7199 | 0 | 221.0555 | 221.0542 | 25477.02 | 37.1242 | 24888.787 | 23968.162 | 23041.664 | 0 | 0 | 22987.842 | 747.3419 | 0 | 0 | 0 | 0 | 22987.842 | 747.3419 | 22100.502 | 21989.998
422 | 2021-01-18 13:00 | 89.0167 |  | 89.0167 | 25.526 | 3.6008 | 0.2 | 69.0315 | 291.7005 | 20.4026 | 0 |  | 89.0167 | 0 | 88.5501 | 0.020597 | 0 | 88.5501 | 0.018248 | 0 | 84.2118 | 0 | 82.5276 | 82.5276 | 9511.611 | 29.7437 | 8790.618 | 8659.411 | 8305.74 | 0 | 0 | 8298.523 | 740.3837 | 0 | 0 | 0 | 0 | 8298.523 | 740.3837 | 7450.214 | 7412.9624
423 | 2021-01-18 14:00 | 118.5333 |  | 118.4667 | 25.1504 | 4.1546 | 0.2 | 56.4275 | 277.7817 | 33.1391 | 0 |  | 118.5333 | 0.066916 | 117.8322 | 0.027427 | 0.066916 | 117.8322 | 0.024299 | 0.066262 | 112.0593 | 0 | 109.883 | 109.8833 | 12663.674 | 30.6265 | 11940.594 | 11730.752 | 11339.132 | 0 | 0 | 11325.85 | 744.7973 | 0 | 0 | 0 | 0 | 11325.85 | 744.7973 | 10487.355 | 10434.918
424 | 2021-01-18 15:00 | 376.65 |  | 311.6667 | 25.1903 | 5.0242 | 0.2 | 43.4438 | 269.3438 | 46.1973 | 0 |  | 376.65 | 65.3568 | 314.9742 | 0.087152 | 65.3568 | 314.9742 | 0.077213 | 63.8996 | 299.5463 | 0 | 356.1769 | 356.1836 | 41051.207 | 42.2522 | 40735.254 | 38623.582 | 36965.29 | 0 | 0 | 36823.977 | 742.7928 | 0 | 0 | 0 | 0 | 36823.977 | 742.7928 | 35841.47 | 35662.2617
425 | 2021-01-18 16:00 | 172.5667 |  | 169.4833 | 24.923 | 4.4775 | 0.2 | 30.4676 | 262.5622 | 59.2344 | 0 |  | 172.5667 | 3.1087 | 168.6662 | 0.03993 | 3.1087 | 168.6662 | 0.035376 | 2.96 | 160.4034 | 0 | 160.0962 | 160.0947 | 18451.51 | 32.785 | 17770.424 | 17343.8 | 16706.215 | 0 | 0 | 16677.719 | 748.6561 | 0 | 0 | 0 | 0 | 16677.719 | 748.6561 | 15788.115 | 15709.1748
426 | 2021-01-18 17:00 | 56.6 |  | 56.6 | 24.2398 | 4.6 | 0.2 | 17.6803 | 256.163 | 72.0818 | 0 |  | 56.6 | 0 | 56.2385 | 0.013096 | 0 | 56.2385 | 0.011603 | 0 | 53.4831 | 0 | 52.4135 | 52.4139 | 6040.8135 | 26.7995 | 5359.391 | 5328.9136 | 5128.6133 | 0 | 0 | 5125.8027 | 732.223 | 0 | 0 | 0 | 0 | 5125.8027 | 732.223 | 4450.3833 | 4428.1313
427 | 2021-01-18 18:00 | 16.7667 |  | 16.7667 | 23.4935 | 4.4483 | 0.2 | 5.2473 | 249.4683 | 84.5812 | 0 |  | 16.7667 | 0 | 16.6385 | 0.0038796 | 0 | 16.6385 | 0.0034371 | 0 | 15.8232 | 0 | 15.5067 | 15.5077 | 1787.3087 | 24.256 | 1277.973 | 1280.4261 | 1235.7852 | 0 | 0 | 1235.5983 | 683.0717 | 0 | 0 | 0 | 0 | 1235.5983 | 683.0717 | 1028.025 | 1022.8848876953125
428 | 2021-01-18 19:00 | 0 |  | 0 | 22.6383 | 4.9967 | 0.2
429 | 2021-01-18 20:00 | 0 |  | 0 | 23.2289 | 5.1483 | 0.2
430 | 2021-01-18 21:00 | 0 |  | 0 | 23.0316 | 5.545 | 0.2
431 | 2021-01-18 22:00 | 0 |  | 0 | 22.9709 | 6.1725 | 0.2
432 | 2021-01-18 23:00 | 0 |  | 0 | 22.6489 | 6.2104 | 0.2
433 | 2021-01-19 | 0 |  | 0 | 22.1253 | 6.5042 | 0.2
434 | 2021-01-19 01:00 | 0 |  | 0 | 21.2256 | 5.1988 | 0.2
435 | 2021-01-19 02:00 | 0 |  | 0 | 21.6322 | 4.205 | 0.2
436 | 2021-01-19 03:00 | 0 |  | 0 | 21.6678 | 4.0225 | 0.2
437 | 2021-01-19 04:00 | 0 |  | 0 | 21.5976 | 4.5483 | 0.2
438 | 2021-01-19 05:00 | 5.9167 |  | 5.9167 | 21.7241 | 4.4242 | 0.2 | 2.3674 | 112.116 | 87.5085 | 0 |  | 5.9167 | 0 | 6.05 | 0.001369 | 0 | 6.05 | 0.0012129 | 0 | 5.7537 | 0 | 5.6387 | 5.6386 | 649.8611 | 22.0016 | 271.7409 | 271.4089 | 267.6479 | 0 | 0 | 267.6361 | 595.4515 | 0 | 0 | 0 | 16.8938 | 250.7423 | 649.9996 | 206.3195 | 205.28790283203125
439 | 2021-01-19 06:00 | 105.75 |  | 98.5667 | 22.3426 | 4.7983 | 0.2 | 14.688 | 105.2505 | 75.9301 | 0 |  | 105.75 | 6.8772 | 99.2361 | 0.024469 | 6.8772 | 99.2361 | 0.021679 | 5.8045 | 94.3747 | 0 | 98.1756 | 98.1689 | 11314.138 | 27.0936 | 10589.103 | 10519.4375 | 10009.099 | 0 | 0 | 9999.076 | 755.2347 | 0 | 0 | 0 | 0 | 9999.076 | 755.2347 | 9135.27 | 9089.5938
440 | 2021-01-19 07:00 | 242.4333 |  | 203.7667 | 23.1866 | 4.75 | 0.2 | 27.4064 | 98.8041 | 63.1669 | 0 |  | 242.4333 | 37.8715 | 205.3517 | 0.056096 | 37.8715 | 205.3517 | 0.049698 | 35.5649 | 195.2907 | 0 | 226.2385 | 226.2294 | 26072.834 | 34.1594 | 25493.744 | 24783.783 | 23834.842 | 0 | 0 | 23777.652 | 754.6546 | 0 | 0 | 0 | 0 | 23777.652 | 754.6546 | 22903.695 | 22789.1758
441 | 2021-01-19 08:00 | 412.25 |  | 265.15 | 24.1743 | 4.9225 | 0.2 | 40.3492 | 92.1458 | 50.1829 | 0 |  | 412.25 | 145.3398 | 264.7042 | 0.095389 | 145.3398 | 264.7042 | 0.08451 | 141.2467 | 251.7304 | 0 | 385.1175 | 385.1399 | 44388.863 | 42.7088 | 44136.535 | 41789.04 | 39630.395 | 0 | 0 | 39460.84 | 726.4959 | 0 | 0 | 0 | 0 | 39460.84 | 726.4959 | 38423.406 | 38231.2891
442 | 2021-01-19 09:00 | 525.4334 |  | 370.55 | 25.2187 | 5.2483 | 0.2 | 53.3443 | 84.205 | 37.1509 | 0 |  | 525.4334 | 153.77 | 369.7639 | 0.12158 | 153.77 | 369.7639 | 0.10771 | 151.8053 | 351.6446 | 0 | 493.3808 | 493.349 | 56859.03 | 48.6112 | 56844.18 | 52824.504 | 50809.074 | 0 | 0 | 50534.332 | 728.9822 | 0 | 0 | 0 | 0 | 50534.332 | 728.9822 | 49237.113 | 48990.9258
443 | 2021-01-19 10:00 | 619.9167 |  | 467.0833 | 26.1644 | 5.4208 | 0.2 | 66.0812 | 72.1139 | 24.385 | 0 |  | 619.9167 | 152.2215 | 466.6301 | 0.14344 | 152.2215 | 466.6301 | 0.12708 | 151.473 | 443.7669 | 0 | 583.3351 | 583.335 | 67231.61 | 53.6074 | 67397.23 | 61613.63 | 58879.996 | 0 | 0 | 58500.6 | 720.0538 | 0 | 0 | 0 | 0 | 58500.6 | 720.0538 | 57024.984 | 56739.8594
444 | 2021-01-19 11:00 | 637.1333 |  | 366.8667 | 26.8934 | 6.195 | 0.2 | 77.2814 | 43.4554 | 13.1166 | 0 |  | 637.1333 | 269.8321 | 367.9121 | 0.14742 | 269.8321 | 367.9121 | 0.13061 | 269.4705 | 349.8885 | 0 | 606.9718 | 606.9668 | 69955.05 | 54.4599 | 70163.555 | 63965.867 | 61616 | 0 | 0 | 61197.406 | 714.464 | 0 | 0 | 0 | 0 | 61197.406 | 714.464 | 59663.008 | 59364.6953
445 | 2021-01-19 12:00 | 602.3166 |  | 462.1667 | 27.3571 | 6.3292 | 0.2 | 79.1346 | 330.3197 | 10.0935 | 0 |  | 602.3166 | 140.2019 | 462.8141 | 0.13937 | 140.2019 | 462.8141 | 0.12347 | 140.0766 | 440.1434 | 0 | 568.6157 | 568.5906 | 65532.69 | 53.0235 | 65671.11 | 60153.453 | 58263.71 | 0 | 0 | 57882.434 | 713.5606 | 0 | 0 | 0 | 0 | 57882.434 | 713.5606 | 56420.402 | 56138.3008
446 | 2021-01-19 13:00 | 541.3833 |  | 454.0333 | 27.5924 | 5.455 | 0.2 | 68.9853 | 292.3067 | 20.4403 | 0 |  | 541.3833 | 87.5377 | 459.6469 | 0.12527 | 87.5377 | 459.6469 | 0.11098 | 87.2359 | 437.1328 | 0 | 513.8813 | 513.856 | 59224.41 | 51.7293 | 59252.773 | 54497.02 | 52748.957 | 0 | 0 | 52443.137 | 718.3977 | 0 | 0 | 0 | 0 | 52443.137 | 718.3977 | 51102.523 | 50847.0117
447 | 2021-01-19 14:00 | 450.5833 |  | 405.25 | 27.6323 | 5.2517 | 0.2 | 56.4091 | 278.182 | 33.1518 | 0 |  | 450.5833 | 45.51 | 410.1604 | 0.10426 | 45.51 | 410.1604 | 0.092369 | 45.0644 | 390.0706 | 0 | 426.4323 | 426.4456 | 49149.816 | 47.8495 | 48988.824 | 45625.09 | 43852.56 | 0 | 0 | 43646.223 | 728.769 | 0 | 0 | 0 | 0 | 43646.223 | 728.769 | 42508.984 | 42296.4375
448 | 2021-01-19 15:00 | 383.9167 |  | 304.5333 | 27.5053 | 4.9033 | 0.2 | 43.4302 | 269.6496 | 46.2066 | 0 |  | 383.9167 | 79.8451 | 305.0982 | 0.088833 | 79.8451 | 305.0982 | 0.078702 | 78.0638 | 290.1557 | 0 | 360.8551 | 360.8109 | 41584.71 | 44.8841 | 41278.88 | 38805.152 | 37485.15 | 0 | 0 | 37336.63 | 733.1047 | 0 | 0 | 0 | 0 | 37336.63 | 733.1047 | 36348.406 | 36166.6641
449 | 2021-01-19 16:00 | 262.1667 |  | 225.7667 | 27.1245 | 4.6242 | 0.2 | 30.4495 | 262.8197 | 59.2488 | 0 |  | 262.1667 | 36.7027 | 227.9889 | 0.060662 | 36.7027 | 227.9889 | 0.053744 | 34.9465 | 216.8215 | 0 | 246.7327 | 246.7138 | 28434.275 | 39.1597 | 27892.783 | 26690.459 | 25766.707 | 0 | 0 | 25697.766 | 742.6108 | 0 | 0 | 0 | 0 | 25697.766 | 742.6108 | 24840.668 | 24716.4648
450 | 2021-01-19 17:00 | 115.85 |  | 111.95 | 26.4966 | 4.9983 | 0.2 | 17.652 | 256.395 | 72.1069 | 0 |  | 115.85 | 3.9499 | 111.4197 | 0.026806 | 3.9499 | 111.4197 | 0.023749 | 3.5043 | 105.9616 | 0 | 107.2766 | 107.2689 | 12363.125 | 31.6411 | 11639.344 | 11397.367 | 10940.007 | 0 | 0 | 10927.557 | 740.4981 | 0 | 0 | 0 | 0 | 10927.557 | 740.4981 | 10078.02 | 10027.6299
451 | 2021-01-19 18:00 | 6.0667 |  | 6.0667 | 25.743 | 5.0346 | 0.2 | 5.2038 | 249.6881 | 84.6216 | 0 |  | 6.0667 | 0 | 6.0088 | 0.0014037 | 0 | 6.0088 | 0.0012437 | 0 | 5.7143 | 0 | 5.6 | 5.6008 | 645.5158 | 26.0111 | 268.4412 | 268.5344 | 264.3748 | 0 | 0 | 264.363 | 582.76 | 0 | 0 | 0 | 25.5737 | 238.7893 | 649.9993 | 196.4576 | 195.47531127929688
452 | 2021-01-19 19:00 | 0 |  | 0 | 25.013 | 5.6233 | 0.2
453 | 2021-01-19 20:00 | 0 |  | 0 | 24.2281 | 5.3404 | 0.2
454 | 2021-01-19 21:00 | 0 |  | 0 | 23.3588 | 5.2104 | 0.2
455 | 2021-01-19 22:00 | 0 |  | 0 | 23.0923 | 5.6733 | 0.2
456 | 2021-01-19 23:00 | 0 |  | 0 | 22.6536 | 5.3696 | 0.2
457 | 2021-01-20 | 0 |  | 0 | 22.2324 | 4.2808 | 0.2
458 | 2021-01-20 01:00 | 0 |  | 0 | 21.8442 | 4.1 | 0.2
459 | 2021-01-20 02:00 | 0 |  | 0 | 21.6134 | 4.0154 | 0.2
460 | 2021-01-20 03:00 | 0 |  | 0 | 21.4032 | 3.3213 | 0.2
461 | 2021-01-20 04:00 | 0 |  | 0 | 21.2628 | 2.205 | 0.2
462 | 2021-01-20 05:00 | 2.4333 |  | 2.4333 | 21.3062 | 2.1138 | 0.2 | 2.1969 | 111.9684 | 87.5954 | 0 |  | 2.4333 | 0 | 2.5219 | 0.00056304 | 0 | 2.5219 | 0.00049883 | 0 | 2.3984 | 0 | 2.3504 | 2.3501 | 270.8501 | 21.4347 | 48.3354 | 48.1644 | 48.0086 | 0 | 0 | 48.0066 | 257.2416 | 0 | 0 | 0 | 48.0066 | 0 | 650 | 0 | 0
463 | 2021-01-20 06:00 | 67.1 |  | 67.1 | 21.6983 | 1.8492 | 0.2 | 14.5288 | 105.0853 | 76.0877 | 0 |  | 67.1 | 0 | 66.6359 | 0.015526 | 0 | 66.6359 | 0.013755 | 0 | 63.3708 | 0 | 62.1034 | 62.1054 | 7158.048 | 25.1357 | 6458.073 | 6455.059 | 6237.509 | 0 | 0 | 6233.46 | 743.3522 | 0 | 0 | 0 | 0 | 6233.46 | 743.3522 | 5476.3813 | 5448.9995
464 | 2021-01-20 07:00 | 183.0667 |  | 175.7833 | 22.5094 | 2.4667 | 0.2 | 27.2553 | 98.615 | 63.316 | 0 |  | 183.0667 | 7.1332 | 174.5554 | 0.042359 | 7.1332 | 174.5554 | 0.037528 | 6.6946 | 166.0017 | 0 | 169.2424 | 169.2532 | 19507.064 | 31.6175 | 18837.807 | 18454.11 | 17645.713 | 0 | 0 | 17614.693 | 757.1642 | 0 | 0 | 0 | 0 | 17614.693 | 757.1642 | 16713.666 | 16630.0977
465 | 2021-01-20 08:00 | 409.5167 |  | 286.8833 | 23.511 | 3.4958 | 0.2 | 40.2025 | 91.9203 | 50.3271 | 0 |  | 409.5167 | 121.1662 | 285.8779 | 0.094756 | 121.1662 | 285.8779 | 0.08395 | 117.7253 | 271.8673 | 0 | 381.8007 | 381.8911 | 44014.074 | 43.1217 | 43754.57 | 41369.42 | 39543.53 | 0 | 0 | 39383.215 | 742.7708 | 0 | 0 | 0 | 0 | 39383.215 | 742.7708 | 38347.652 | 38155.9141
466 | 2021-01-20 09:00 | 388.05 |  | 323.3167 | 24.0985 | 3.4992 | 0.2 | 53.1957 | 83.9197 | 37.2961 | 0 |  | 388.05 | 64.2693 | 325.9086 | 0.089789 | 64.2693 | 325.9086 | 0.079549 | 63.4404 | 309.942 | 0 | 365.9147 | 365.9209 | 42173.727 | 42.8863 | 41879.062 | 39625.973 | 38058.703 | 0 | 0 | 37909.61 | 741.936 | 0 | 0 | 0 | 0 | 37909.61 | 741.936 | 36909.668 | 36725.1172
467 | 2021-01-20 10:00 | 275.95 |  | 272.5833 | 24.506 | 3.8354 | 0.2 | 65.9173 | 71.7297 | 24.5434 | 0 |  | 275.95 | 3.3533 | 271.2401 | 0.063851 | 3.3533 | 271.2401 | 0.056569 | 3.3366 | 257.9509 | 0 | 256.0617 | 256.0615 | 29511.564 | 37.4536 | 28987.924 | 27892.066 | 26806.672 | 0 | 0 | 26733.783 | 750.492 | 0 | 0 | 0 | 0 | 26733.783 | 750.492 | 25863.848 | 25734.5273
468 | 2021-01-20 11:00 | 454.1833 |  | 419.1833 | 25.1148 | 3.9725 | 0.2 | 77.0705 | 43.081 | 13.3127 | 0 |  | 454.1833 | 34.9449 | 423.4605 | 0.10509 | 34.9449 | 423.4605 | 0.093107 | 34.8966 | 402.7167 | 0 | 428.861 | 428.8709 | 49428.555 | 46.6655 | 49272.934 | 46069.516 | 44696.824 | 0 | 0 | 44483.168 | 730.4903 | 0 | 0 | 0 | 0 | 44483.168 | 730.4903 | 43326.207 | 43109.5781
469 | 2021-01-20 12:00 | 632.1667 |  | 436.45 | 25.8784 | 4.5433 | 0.2 | 78.9731 | 331.1591 | 10.2601 | 0 |  | 632.1667 | 195.7967 | 437.0936 | 0.14627 | 195.7967 | 437.0936 | 0.12959 | 195.6166 | 415.6828 | 0 | 599.0734 | 599.0485 | 69043.24 | 55.2087 | 69237.7 | 62956.215 | 60752.418 | 0 | 0 | 60341.723 | 711.341 | 0 | 0 | 0 | 0 | 60341.723 | 711.341 | 58825.887 | 58531.7539
470 | 2021-01-20 13:00 | 608.3166 |  | 421 | 26.5468 | 5.4433 | 0.2 | 68.9314 | 292.9213 | 20.4858 | 0 |  | 608.3166 | 187.7276 | 421.7679 | 0.14076 | 187.7276 | 421.7679 | 0.1247 | 187.0771 | 401.1095 | 0 | 576.4229 | 576.3566 | 66424.74 | 53.6338 | 66577.51 | 60854.387 | 58137.5 | 0 | 0 | 57761.605 | 717.5776 | 0 | 0 | 0 | 0 | 57761.605 | 717.5776 | 56302.24 | 56020.7305
471 | 2021-01-20 14:00 | 933.9334 |  | 148.2667 | 27.4503 | 6.0708 | 0.2 | 56.3844 | 278.5904 | 33.1707 | 0 |  | 933.9334 | 788.7713 | 149.7166 | 0.2161 | 788.7713 | 149.7166 | 0.19145 | 781.038 | 142.385 | 0 | 904.9545 | 904.8628 | 104286.29 | 68.7792 | 104690.445 | 90759.03 | 88278.27 | 0 | 0 | 87301.64 | 670.4617 | 0 | 0 | 0 | 0 | 87301.64 | 670.4617 | 84758.805 | 84335.0156
472 | 2021-01-20 15:00 | 661.1 |  | 177.8667 | 27.9056 | 6.545 | 0.2 | 43.411 | 269.9618 | 46.2215 | 0 |  | 661.1 | 486.0795 | 180.4912 | 0.15297 | 486.0795 | 180.4912 | 0.13552 | 475.2252 | 171.6547 | 0 | 633.9423 | 633.8163 | 73049.63 | 56.2368 | 73300.51 | 66412.18 | 63710.973 | 0 | 0 | 63250.773 | 709.0622 | 0 | 0 | 0 | 0 | 63250.773 | 709.0622 | 61661.605 | 61353.2969
473 | 2021-01-20 16:00 | 519.6834 |  | 80.2333 | 28.0081 | 7.1 | 0.2 | 30.4259 | 263.0825 | 59.2687 | 0 |  | 519.6834 | 443.1519 | 81.9619 | 0.12025 | 443.1519 | 81.9619 | 0.10653 | 421.922 | 77.9499 | 0 | 489.8744 | 489.6957 | 56440.094 | 49.3513 | 56416.8 | 52289.355 | 50186.137 | 0 | 0 | 49913.367 | 726.2939 | 0 | 0 | 0 | 0 | 49913.367 | 726.2939 | 48630.35 | 48387.1992
474 | 2021-01-20 17:00 | 271.2167 |  | 74.75 | 27.6446 | 6.3858 | 0.2 | 17.6182 | 256.6316 | 72.1374 | 0 |  | 271.2167 | 199.0186 | 76.1351 | 0.062756 | 199.0186 | 76.1351 | 0.055599 | 176.5142 | 72.4087 | 0 | 243.9444 | 243.7782 | 28096.102 | 38.6206 | 27549.941 | 26402.844 | 25417.88 | 0 | 0 | 25350.66 | 745.8325 | 0 | 0 | 0 | 0 | 25350.66 | 745.8325 | 24498.242 | 24375.752
475 | 2021-01-20 18:00 | 66.1 |  | 44.3167 | 26.9171 | 4.7512 | 0.2 | 5.1548 | 249.9119 | 84.6674 | 0 |  | 66.1 | 22.5268 | 44.8325 | 0.015295 | 22.5268 | 44.8325 | 0.01355 | 11.5306 | 42.6387 | 0 | 53.0859 | 53.078 | 6117.3784 | 29.4914 | 5436.843 | 5358.8384 | 5079.122 | 0 | 0 | 5076.201 | 727.2042 | 0 | 0 | 0 | 0 | 5076.201 | 727.2042 | 4404.973 | 4382.9482
476 | 2021-01-20 19:00 | 0 |  | 0 | 26.097 | 3.3696 | 0.2
477 | 2021-01-20 20:00 | 0 |  | 0 | 25.2697 | 2.9533 | 0.2
478 | 2021-01-20 21:00 | 0 |  | 0 | 24.4423 | 2.3808 | 0.2
479 | 2021-01-20 22:00 | 0 |  | 0 | 23.6417 | 1.6792 | 0.2
480 | 2021-01-20 23:00 | 0 |  | 0 | 23.0056 | 1.4621 | 0.2
481 | 2021-01-21 | 0 |  | 0 | 22.3829 | 1.7217 | 0.2
482 | 2021-01-21 01:00 | 0 |  | 0 | 21.7491 | 2.2563 | 0.2
483 | 2021-01-21 02:00 | 0 |  | 0 | 21.3385 | 3.1796 | 0.2
484 | 2021-01-21 03:00 | 0 |  | 0 | 20.9802 | 3.9596 | 0.2
485 | 2021-01-21 04:00 | 0 |  | 0 | 20.7406 | 3.9017 | 0.2
486 | 2021-01-21 05:00 | 9.7 |  | 9.6167 | 20.9129 | 3.7258 | 0.2 | 2.0256 | 111.814 | 87.6828 | 0 |  | 9.7 | 0.038695 | 9.6812 | 0.0022444 | 0.035779 | 9.6812 | 0.0019885 | 0.015368 | 9.207 | 0 | 9.0379 | 9.0381 | 1041.6606 | 21.3722 | 603.3042 | 606.704 | 591.5147 | 0 | 0 | 591.4668 | 651.4935 | 0 | 0 | 0 | 1.0687 | 590.3981 | 657.7352 | 487.6675 | 485.2291564941406
487 | 2021-01-21 06:00 | 190.6833 |  | 74.7 | 22.0097 | 3.7725 | 0.2 | 14.3691 | 104.9133 | 76.2458 | 0 |  | 190.6833 | 110.9565 | 74.4983 | 0.044121 | 110.9565 | 74.4983 | 0.03909 | 93.1363 | 70.8428 | 0 | 160.6995 | 161.0191 | 18558.053 | 30.1749 | 17884.367 | 17580.178 | 16228.284 | 0 | 0 | 16202.083 | 757.7956 | 0 | 0 | 0 | 0 | 16202.083 | 757.7956 | 15319.849 | 15243.249
488 | 2021-01-21 07:00 | 417.3333 |  | 92.9333 | 23.3692 | 4.3433 | 0.2 | 27.104 | 98.4188 | 63.4653 | 0 |  | 417.3333 | 317.6956 | 93.3135 | 0.096565 | 317.6956 | 93.3135 | 0.085553 | 297.9795 | 88.7372 | 0 | 378.9824 | 379.1034 | 43692.242 | 42.1004 | 43427.055 | 41175.457 | 38707.395 | 0 | 0 | 38552.785 | 736.0878 | 0 | 0 | 0 | 0 | 38552.785 | 736.0878 | 37537.266 | 37349.5781
489 | 2021-01-21 08:00 | 639.0833 |  | 127.65 | 25.0476 | 5.2675 | 0.2 | 40.0555 | 91.6869 | 50.4716 | 0 |  | 639.0833 | 505.3173 | 128.6096 | 0.14787 | 505.3173 | 128.6096 | 0.13101 | 490.8466 | 122.3055 | 0 | 600.889 | 600.9052 | 69255.09 | 53.5152 | 69450.41 | 63495.793 | 60856.484 | 0 | 0 | 60452.355 | 717.0359 | 0 | 0 | 0 | 0 | 60452.355 | 717.0359 | 58934.117 | 58639.4453
490 | 2021-01-21 09:00 | 828.2 |  | 158.0667 | 26.6875 | 5.9967 | 0.2 | 53.0464 | 83.625 | 37.4419 | 0 |  | 828.2 | 665.3439 | 159.2721 | 0.19163 | 665.3439 | 159.2721 | 0.16978 | 656.6817 | 151.4669 | 0 | 791.9856 | 792.0286 | 91280.56 | 62.985 | 91697.22 | 81173.1 | 78556.1 | 0 | 0 | 77821.66 | 687.5903 | 0 | 0 | 0 | 0 | 77821.66 | 687.5903 | 75677.71 | 75299.3203
491 | 2021-01-21 10:00 | 968.2667 |  | 197.1833 | 28.1499 | 6.2692 | 0.2 | 65.7518 | 71.3338 | 24.7031 | 0 |  | 968.2667 | 768.0402 | 198.473 | 0.22404 | 768.0402 | 198.473 | 0.19849 | 764.1575 | 188.7486 | 0 | 933.848 | 933.9103 | 107632.305 | 70.4222 | 108014.2 | 93080.414 | 90301.984 | 0 | 0 | 89282.78 | 667.856 | 0 | 0 | 0 | 0.020273 | 89282.76 | 668.2119 | 86652.79 | 86219.5234
492 | 2021-01-21 11:00 | 1044.2667 |  | 217.65 | 29.3599 | 7.6696 | 0.2 | 76.8559 | 42.6918 | 13.5124 | 0 |  | 1044.2667 | 825.3431 | 218.9732 | 0.24163 | 825.3431 | 218.9732 | 0.21407 | 824.1674 | 208.2464 | 0 | 1011.7655 | 1011.7702 | 116609.484 | 72.3294 | 116886.164 | 100012.4 | 97062.47 | 0 | 0 | 95862.234 | 660.0216 | 0 | 0 | 0 | 60.4654 | 95801.766 | 663.218 | 92862.64 | 92398.3203
493 | 2021-01-21 12:00 | 1070.2667 |  | 183.8333 | 30.2777 | 9.9167 | 0.2 | 78.8025 | 331.9755 | 10.4358 | 0 |  | 1070.2667 | 886.8306 | 185.5233 | 0.24764 | 886.8306 | 185.5233 | 0.2194 | 885.9904 | 176.437 | 0 | 1041.1788 | 1041.1433 | 119996.766 | 70.1973 | 120210.15 | 103650 | 99040.125 | 0 | 0 | 97741.016 | 649.634 | 0 | 0 | 0 | 26.4215 | 97714.59 | 651.28 | 94673.12 | 94199.75
494 | 2021-01-21 13:00 | 998.8833 |  | 187.9333 | 30.8688 | 9.4712 | 0.2 | 68.8696 | 293.5433 | 20.5391 | 0 |  | 998.8833 | 812.7667 | 190.0134 | 0.23113 | 812.7667 | 190.0134 | 0.20477 | 809.9347 | 180.7086 | 0 | 970.8304 | 970.8538 | 111894.34 | 68.8555 | 112229.99 | 97260.984 | 93666.09 | 0 | 0 | 92570.64 | 669.4934 | 0 | 0 | 0 | 0 | 92570.64 | 669.4934 | 89793.17 | 89344.2109
495 | 2021-01-21 14:00 | 879.25 |  | 155.4167 | 31.1284 | 8.3583 | 0.2 | 56.3533 | 279.0064 | 33.1959 | 0 |  | 879.25 | 726.7352 | 157.6892 | 0.20345 | 726.7352 | 157.6892 | 0.18024 | 719.5969 | 149.9683 | 0 | 852.1739 | 852.0497 | 98201.99 | 66.1983 | 98627.125 | 86315.77 | 83700.14 | 0 | 0 | 82847.16 | 677.2582 | 0 | 0 | 0 | 0 | 82847.16 | 677.2582 | 80495.48 | 80093
496 | 2021-01-21 15:00 | 708.7167 |  | 121.9833 | 31.0422 | 7.6275 | 0.2 | 43.3859 | 270.2802 | 46.2421 | 0 |  | 708.7167 | 590.2335 | 124.1517 | 0.16399 | 590.2335 | 124.1517 | 0.14529 | 577.037 | 118.0736 | 0 | 681.2084 | 681.1036 | 78498.25 | 60.0239 | 78816.91 | 70490.83 | 68009.73 | 0 | 0 | 67473.055 | 699.6697 | 0 | 0 | 0 | 0 | 67473.055 | 699.6697 | 65730.39 | 65401.7383
497 | 2021-01-21 16:00 | 490.15 |  | 94.9833 | 30.4752 | 7.5654 | 0.2 | 30.3968 | 263.3504 | 59.2941 | 0 |  | 490.15 | 398.5399 | 96.8604 | 0.11341 | 398.5399 | 96.8604 | 0.10048 | 379.4177 | 92.1188 | 0 | 462.1058 | 461.8842 | 53233.99 | 50.1844 | 53150.633 | 49121.562 | 47362.742 | 0 | 0 | 47115.09 | 720.8679 | 0 | 0 | 0 | 0 | 47115.09 | 720.8679 | 45896.62 | 45667.1367
498 | 2021-01-21 17:00 | 259.1667 |  | 79.7833 | 29.4782 | 6.8317 | 0.2 | 17.5789 | 256.8727 | 72.1733 | 0 |  | 259.1667 | 181.7512 | 81.1995 | 0.059968 | 181.7512 | 81.1995 | 0.053129 | 161.1414 | 77.225 | 0 | 233.5991 | 233.584 | 26921.682 | 39.784 | 26356.875 | 25161.066 | 24185.785 | 0 | 0 | 24123.715 | 738.4815 | 0 | 0 | 0 | 0 | 24123.715 | 738.4815 | 23256.54 | 23140.2578
499 | 2021-01-21 18:00 | 26.35 |  | 26.2333 | 28.2184 | 6.1542 | 0.2 | 5.1002 | 250.1396 | 84.7188 | 0 |  | 26.35 | 0.12077 | 26.0789 | 0.006097 | 0.12077 | 26.0789 | 0.0054017 | 0.061186 | 24.8013 | 0 | 24.3652 | 24.3648 | 2808.2117 | 29.327 | 2234.0737 | 2205.0554 | 2114.6829 | 0 | 0 | 2114.1445 | 691.6509 | 0 | 0 | 0 | 0 | 2114.1445 | 691.6509 | 1776.2766 | 1767.395263671875
500 | 2021-01-21 19:00 | 0 |  | 0 | 27.2147 | 5.8388 | 0.2
501 | 2021-01-21 20:00 | 0 |  | 0 | 26.2626 | 5.6913 | 0.2
502 | 2021-01-21 21:00 | 0 |  | 0 | 25.3105 | 5.125 | 0.2
503 | 2021-01-21 22:00 | 0 |  | 0 | 24.3585 | 5.6233 | 0.2
504 | 2021-01-21 23:00 | 0 |  | 0 | 23.4813 | 5.425 | 0.2
505 | 2021-01-22 | 0 |  | 0 | 23.05 | 5.6025 | 0.2
506 | 2021-01-22 01:00 | 0 |  | 0 | 22.6083 | 5.0596 | 0.2
507 | 2021-01-22 02:00 | 0 |  | 0 | 22.3199 | 6.0983 | 0.2
508 | 2021-01-22 03:00 | 0 |  | 0 | 22.0709 | 5.16 | 0.2
509 | 2021-01-22 04:00 | 0 |  | 0 | 21.9196 | 4.205 | 0.2
510 | 2021-01-22 05:00 | 13.4667 |  | 12.95 | 22.1531 | 3.66 | 0.2 | 1.8535 | 111.6529 | 87.7707 | 0 |  | 13.4667 | 0.23084 | 13.6357 | 0.003116 | 0.20595 | 13.6357 | 0.0027606 | 0.083248 | 12.9683 | 0 | 12.7905 | 12.7893 | 1473.9562 | 22.805 | 990.7918 | 995.889 | 970.0731 | 0 | 0 | 969.9527 | 672.8307 | 0 | 0 | 0 | 0 | 969.9527 | 672.8307 | 804.607 | 800.584
511 | 2021-01-22 06:00 | 201.4333 |  | 64.1833 | 23.2777 | 1.9963 | 0.2 | 14.2089 | 104.7345 | 76.4043 | 0 |  | 201.4333 | 131.2509 | 64.0077 | 0.046609 | 131.2509 | 64.0077 | 0.041293 | 109.8555 | 60.8665 | 0 | 167.3076 | 167.2761 | 19278.441 | 32.4741 | 18613.402 | 18163.701 | 16712.268 | 0 | 0 | 16684.133 | 751.5984 | 0 | 0 | 0 | 0 | 16684.133 | 751.5984 | 15794.4375 | 15715.4658
512 | 2021-01-22 07:00 | 467.1333 |  | 78.25 | 24.8522 | 1.7508 | 0.2 | 26.9525 | 98.2156 | 63.6148 | 0 |  | 467.1333 | 380.8277 | 78.8195 | 0.10809 | 380.8277 | 78.8195 | 0.095761 | 356.9697 | 74.9544 | 0 | 423.2856 | 423.4328 | 48802.312 | 48.3929 | 48634.43 | 45176.31 | 42784.4 | 0 | 0 | 42588.953 | 728.7764 | 0 | 0 | 0 | 0 | 42588.953 | 728.7764 | 41476.742 | 41269.3594
513 | 2021-01-22 08:00 | 619.2333 |  | 155.5833 | 26.3443 | 1.5992 | 0.2 | 39.9082 | 91.4457 | 50.6163 | 0 |  | 619.2333 | 458.1088 | 156.4452 | 0.14328 | 458.1088 | 156.4452 | 0.12694 | 444.8796 | 148.7763 | 0 | 581.7828 | 581.7716 | 67050.03 | 58.9119 | 67211.37 | 60320.01 | 57761.83 | 0 | 0 | 57381.85 | 703.8451 | 0 | 0 | 0 | 0 | 57381.85 | 703.8451 | 55930.855 | 55651.2031
514 | 2021-01-22 09:00 | 816.7667 |  | 175.3833 | 27.7874 | 1.9596 | 0.2 | 52.8964 | 83.3212 | 37.5883 | 0 |  | 816.7667 | 636.8145 | 176.5526 | 0.18899 | 636.8145 | 176.5526 | 0.16744 | 628.4454 | 167.9006 | 0 | 780.4191 | 780.473 | 89949.68 | 70.7676 | 90360.266 | 77761.65 | 74753.73 | 0 | 0 | 74060.266 | 670.3058 | 0 | 0 | 0 | 0 | 74060.266 | 670.3058 | 72066.3 | 71705.9609
515 | 2021-01-22 10:00 | 923.65 |  | 270.2833 | 28.9991 | 2.1258 | 0.2 | 65.5847 | 70.9268 | 24.8643 | 0 |  | 923.65 | 650.8084 | 271.8909 | 0.21372 | 650.8084 | 271.8909 | 0.18935 | 647.4721 | 258.5692 | 0 | 887.9205 | 887.9169 | 102335.16 | 77.5276 | 102751.45 | 86218.055 | 83378.13 | 0 | 0 | 82458.7 | 651.3135 | 0 | 0 | 0 | 458.5443 | 82000.16 | 660.0467 | 79684.08 | 79285.6562
516 | 2021-01-22 11:00 | 916.7 |  | 370.15 | 29.8641 | 1.8758 | 0.2 | 76.6377 | 42.289 | 13.7156 | 0 |  | 916.7 | 545.7276 | 372.0812 | 0.21211 | 545.7276 | 372.0812 | 0.18792 | 544.9261 | 353.854 | 0 | 880.8044 | 880.8051 | 101515.1 | 78.5547 | 101934.61 | 85196.78 | 82982.22 | 0 | 0 | 82051.4 | 644.4074 | 0 | 0 | 0 | 950.0043 | 81101.39 | 656.6285 | 78822.83 | 78428.7109
517 | 2021-01-22 12:00 | 819.4167 |  | 443.1667 | 30.3644 | 1.9742 | 0.2 | 78.623 | 332.7677 | 10.6204 | 0 |  | 819.4167 | 376.4342 | 444.7278 | 0.1896 | 376.4342 | 444.7278 | 0.16798 | 376.0663 | 422.9443 | 0 | 783.0304 | 783.0037 | 90244.734 | 73.4553 | 90659.48 | 77258.72 | 74965.61 | 0 | 0 | 74242.52 | 661.0508 | 0 | 0 | 0 | 69.5281 | 74173 | 665.5924 | 72174.6 | 71813.7266
518 | 2021-01-22 13:00 | 833.15 |  | 372.5833 | 30.6877 | 2.0242 | 0.2 | 68.7999 | 294.1717 | 20.6004 | 0 |  | 833.15 | 461.6208 | 375.2733 | 0.19278 | 461.6208 | 375.2733 | 0.17079 | 460.0019 | 356.8952 | 0 | 800.5591 | 800.6228 | 92274.445 | 74.6481 | 92695.17 | 78633.42 | 76249.97 | 0 | 0 | 75487.695 | 655.929 | 0 | 0 | 0 | 102.3787 | 75385.31 | 660.8896 | 73339.05 | 72972.3516
519 | 2021-01-22 14:00 | 595.5666 |  | 356.2 | 30.5688 | 2.3192 | 0.2 | 56.3157 | 279.4296 | 33.2276 | 0 |  | 595.5666 | 240.3405 | 357.895 | 0.13781 | 240.3405 | 357.895 | 0.12209 | 237.9744 | 340.3678 | 0 | 566.7753 | 566.7369 | 65319.742 | 61.2722 | 65454.227 | 58271.582 | 56484.555 | 0 | 0 | 56105.44 | 692.2861 | 0 | 0 | 0 | 0 | 56105.44 | 692.2861 | 54682.715 | 54409.3008
520 | 2021-01-22 15:00 | 374.1333 |  | 320.4 | 29.9818 | 3.2812 | 0.2 | 43.355 | 270.6046 | 46.2685 | 0 |  | 374.1333 | 54.0581 | 323.9591 | 0.086569 | 54.0581 | 323.9591 | 0.076697 | 52.8475 | 308.0913 | 0 | 353.7201 | 353.7228 | 40767.16 | 48.3243 | 40445.855 | 37590.906 | 36101.09 | 0 | 0 | 35961.164 | 725.9606 | 0 | 0 | 0 | 0 | 35961.164 | 725.9606 | 34988.77 | 34813.8242
521 | 2021-01-22 16:00 | 195.65 |  | 188.05 | 29.1025 | 3.7821 | 0.2 | 30.3621 | 263.6234 | 59.325 | 0 |  | 195.65 | 7.6658 | 187.201 | 0.045271 | 7.6658 | 187.201 | 0.040108 | 7.2973 | 178.0304 | 0 | 181.6211 | 181.6159 | 20931.71 | 38.3081 | 20279.656 | 19447.879 | 18785.299 | 0 | 0 | 18748.256 | 737.5223 | 0 | 0 | 0 | 0 | 18748.256 | 737.5223 | 17838.889 | 17749.6953
522 | 2021-01-22 17:00 | 78.9667 |  | 76.7 | 28.1107 | 4.6433 | 0.2 | 17.5341 | 257.118 | 72.2146 | 0 |  | 78.9667 | 2.2971 | 76.2578 | 0.018272 | 2.2971 | 76.2578 | 0.016188 | 2.0358 | 72.5218 | 0 | 73.0665 | 73.0658 | 8421.073 | 31.6718 | 7707.2217 | 7544.7847 | 7271.24 | 0 | 0 | 7265.534 | 730.092 | 0 | 0 | 0 | 0 | 7265.534 | 730.092 | 6452.9326 | 6420.668
523 | 2021-01-22 18:00 | 4.3 |  | 4.3 | 27.13 | 5.0533 | 0.2 | 5.04 | 250.3713 | 84.7757 | 0 |  | 4.3 | 0 | 4.2566 | 0.00099496 | 0 | 4.2566 | 0.00088149 | 0 | 4.048 | 0 | 3.967 | 3.9674 | 457.2586 | 27.3198 | 136.8161 | 137.1286 | 136.619 | 0 | 0 | 136.6134 | 437.2643 | 0 | 0 | 0 | 63.3023 | 73.3112 | 649.9994 | 60.2019 | 59.90085220336914
524 | 2021-01-22 19:00 | 0 |  | 0 | 26.3012 | 4.0567 | 0.2
525 | 2021-01-22 20:00 | 0 |  | 0 | 25.4987 | 3.5929 | 0.2
526 | 2021-01-22 21:00 | 0 |  | 0 | 24.6961 | 2.7421 | 0.2
527 | 2021-01-22 22:00 | 0 |  | 0 | 23.9149 | 2.5758 | 0.2
528 | 2021-01-22 23:00 | 0 |  | 0 | 23.2772 | 2.4742 | 0.2
529 | 2021-01-23 | 0 |  | 0 | 22.7293 | 2.6154 | 0.2
530 | 2021-01-23 01:00 | 0 |  | 0 | 22.2207 | 1.7937 | 0.2
531 | 2021-01-23 02:00 | 0 |  | 0 | 21.9121 | 1.4 | 0.2
532 | 2021-01-23 03:00 | 0 |  | 0 | 21.649 | 1.5758 | 0.2
533 | 2021-01-23 04:00 | 0 |  | 0 | 21.4879 | 1.2017 | 0.2
534 | 2021-01-23 05:00 | 9.9833 |  | 9.9833 | 21.6644 | 1.2379 | 0.2 | 1.6807 | 111.4852 | 87.859 | 0 |  | 9.9833 | 0 | 9.9972 | 0.00231 | 0 | 9.9972 | 0.0020466 | 0 | 9.5075 | 0 | 9.3173 | 9.3172 | 1073.8517 | 22.1946 | 631.6472 | 634.574 | 619.4147 | 0 | 0 | 619.3631 | 654.9454 | 0 | 0 | 0 | 1.4491 | 617.914 | 663.5366 | 510.554 | 508.0011901855469
535 | 2021-01-23 06:00 | 190.5833 |  | 63.85 | 22.5658 | 1.0146 | 0.2 | 14.0484 | 104.5492 | 76.563 | 0 |  | 190.5833 | 121.1468 | 63.6705 | 0.044098 | 121.1468 | 63.6705 | 0.039069 | 101.0996 | 60.5458 | 0 | 158.4125 | 158.3277 | 18247.566 | 31.6679 | 17571.104 | 17188.9 | 15753.27 | 0 | 0 | 15728.482 | 754.3659 | 0 | 0 | 0 | 0 | 15728.482 | 754.3659 | 14854.635 | 14780.3623
536 | 2021-01-23 07:00 | 427.7333 |  | 77.2333 | 23.7626 | 0.88625 | 0.2 | 26.8007 | 98.0054 | 63.7643 | 0 |  | 427.7333 | 343.2236 | 77.8 | 0.098972 | 343.2236 | 77.8 | 0.087685 | 321.5171 | 73.9849 | 0 | 387.5919 | 387.6524 | 44676.37 | 46.1788 | 44429.906 | 41567.188 | 39635.918 | 0 | 0 | 39470.31 | 732.3759 | 0 | 0 | 0 | 0 | 39470.31 | 732.3759 | 38432.65 | 38240.4844
537 | 2021-01-23 08:00 | 779.8 |  | 133.0667 | 25.4425 | 1.2717 | 0.2 | 39.7607 | 91.1969 | 50.7611 | 0 |  | 779.8 | 639.0101 | 134.0249 | 0.18043 | 639.0101 | 134.0249 | 0.15986 | 620.4016 | 127.4555 | 0 | 732.8999 | 732.9297 | 84472.04 | 67.0878 | 84845.01 | 73978.14 | 71198.66 | 0 | 0 | 70578.71 | 678.4267 | 0 | 0 | 0 | 0 | 70578.71 | 678.4267 | 68719.37 | 68375.7656
538 | 2021-01-23 09:00 | 801.5833 |  | 205.5 | 26.6447 | 1.6821 | 0.2 | 52.7459 | 83.0085 | 37.7351 | 0 |  | 801.5833 | 591.8524 | 206.8084 | 0.18548 | 591.8524 | 206.8084 | 0.16432 | 584.0007 | 196.6734 | 0 | 765.0606 | 765.0512 | 88173.95 | 69.3109 | 88576.1 | 76637.664 | 73755.98 | 0 | 0 | 73086.65 | 674.7513 | 0 | 0 | 0 | 0 | 73086.65 | 674.7513 | 71130.73 | 70775.0781
539 | 2021-01-23 10:00 | 770.1333 |  | 355.55 | 27.3647 | 2.3621 | 0.2 | 65.416 | 70.5089 | 25.0269 | 0 |  | 770.1333 | 412.9736 | 356.8239 | 0.1782 | 412.9736 | 356.8239 | 0.15788 | 410.8267 | 339.3408 | 0 | 735.1642 | 735.2171 | 84738.15 | 67.1179 | 85118.26 | 74242.695 | 71788.14 | 0 | 0 | 71158.33 | 679.3287 | 0 | 0 | 0 | 0 | 71158.33 | 679.3287 | 69276.85 | 68930.4609
540 | 2021-01-23 11:00 | 668.3333 |  | 482.2333 | 27.6934 | 1.8767 | 0.2 | 76.4158 | 41.8735 | 13.9223 | 0 |  | 668.3333 | 185.827 | 482.4343 | 0.15464 | 185.827 | 482.4343 | 0.13701 | 185.5455 | 458.7999 | 0 | 631.4586 | 631.4605 | 72774.97 | 62.599 | 73024.02 | 64721.867 | 62534.68 | 0 | 0 | 62065.63 | 689.783 | 0 | 0 | 0 | 0 | 62065.63 | 689.783 | 60512.477 | 60209.9141
541 | 2021-01-23 12:00 | 630.85 |  | 500.5667 | 27.7634 | 2.1596 | 0.2 | 78.4348 | 333.5347 | 10.8138 | 0 |  | 630.85 | 130.3527 | 501.2435 | 0.14597 | 130.3527 | 501.2435 | 0.12932 | 130.2212 | 476.6906 | 0 | 594.7736 | 594.7488 | 68546.69 | 60.2192 | 68733.57 | 61428.754 | 59477.977 | 0 | 0 | 59069.137 | 699.4574 | 0 | 0 | 0 | 0 | 59069.137 | 699.4574 | 57581.06 | 57293.1523
542 | 2021-01-23 13:00 | 591.4667 |  | 451.2167 | 27.7537 | 2.3742 | 0.2 | 68.7221 | 294.8057 | 20.6697 | 0 |  | 591.4667 | 140.5781 | 452.0359 | 0.13686 | 140.5781 | 452.0359 | 0.12125 | 140.0815 | 429.8952 | 0 | 558.5771 | 558.5237 | 64371.48 | 57.9365 | 64490.312 | 58087.105 | 55981.332 | 0 | 0 | 55623.74 | 704.2823 | 0 | 0 | 0 | 0 | 55623.74 | 704.2823 | 54211.727 | 53940.668
543 | 2021-01-23 14:00 | 249.1 |  | 239.8667 | 26.9758 | 2.3154 | 0.2 | 56.2715 | 279.8596 | 33.2657 | 0 |  | 249.1 | 9.2715 | 238.776 | 0.057638 | 9.2715 | 238.776 | 0.051065 | 9.1799 | 227.0783 | 0 | 231.5331 | 231.535 | 26684.963 | 39.5215 | 26115.416 | 24957.559 | 23985.322 | 0 | 0 | 23923.92 | 731.439 | 0 | 0 | 0 | 0 | 23923.92 | 731.439 | 23052.76 | 22937.4961
544 | 2021-01-23 15:00 | 68.2167 |  | 68.2167 | 26.3544 | 1.7904 | 0.2 | 43.3181 | 270.9346 | 46.3007 | 0 |  | 68.2167 | 0 | 67.8057 | 0.015784 | 0 | 67.8057 | 0.013984 | 0 | 64.4836 | 0 | 63.194 | 63.194 | 7283.1816 | 29.8613 | 6581.449 | 6480.4536 | 6264.477 | 0 | 0 | 6260.263 | 729.0069 | 0 | 0 | 0 | 0 | 6260.263 | 729.0069 | 5501.4917 | 5473.9844
545 | 2021-01-23 16:00 | 91.35 |  | 91.3333 | 25.7045 | 1.6154 | 0.2 | 30.3218 | 263.9011 | 59.3614 | 0 |  | 91.35 | 0.016816 | 90.7918 | 0.021137 | 0.016816 | 90.7918 | 0.018727 | 0.016006 | 86.3436 | 0 | 84.6325 | 84.6325 | 9753.896 | 30.4387 | 9031.71 | 8877 | 8613.335 | 0 | 0 | 8605.545 | 737.2001 | 0 | 0 | 0 | 0 | 8605.545 | 737.2001 | 7750.453 | 7711.7007
546 | 2021-01-23 17:00 | 25.4333 |  | 25.4333 | 25.0047 | 1.0421 | 0.2 | 17.4838 | 257.3677 | 72.2614 | 0 |  | 25.4333 | 0 | 25.2461 | 0.0058849 | 0 | 25.2461 | 0.0052138 | 0 | 24.0091 | 0 | 23.5289 | 23.5292 | 2711.8254 | 26.3557 | 2142.7617 | 2134.108 | 2070.8271 | 0 | 0 | 2070.3237 | 697.6765 | 0 | 0 | 0 | 0 | 2070.3237 | 697.6765 | 1738.6141 | 1729.9210205078125
547 | 2021-01-23 18:00 | 6.1167 |  | 6.1167 | 24.3238 | 0.6275 | 0.2 | 4.9743 | 250.6066 | 84.838 | 0 |  | 6.1167 | 0 | 6.0582 | 0.0014153 | 0 | 6.0582 | 0.0012539 | 0 | 5.7613 | 0 | 5.6461 | 5.6463 | 650.7467 | 24.6542 | 272.4379 | 272.4044 | 268.084 | 0 | 0 | 268.0724 | 593.9821 | 0 | 0 | 0 | 20.8723 | 247.2001 | 649.9995 | 203.3967 | 202.37973022460938
548 | 2021-01-23 19:00 | 0 |  | 0 | 23.5234 | 0.42583 | 0.2
549 | 2021-01-23 20:00 | 0 |  | 0 | 22.895 | 0.36375 | 0.2
550 | 2021-01-23 21:00 | 0 |  | 0 | 22.2227 | 0.16292 | 0.2
551 | 2021-01-23 22:00 | 0 |  | 0 | 21.5196 | 0.28625 | 0.2
552 | 2021-01-23 23:00 | 0 |  | 0 | 20.8177 | 0.36292 | 0.2
553 | 2021-01-24 | 0 |  | 0 | 20.1343 | 0.22583 | 0.2
554 | 2021-01-24 01:00 | 0 |  | 0 | 19.449 | 0.18792 | 0.2
555 | 2021-01-24 02:00 | 0 |  | 0 | 19.0075 | 0.11292 | 0.2
556 | 2021-01-24 03:00 | 0 |  | 0 | 18.6229 | 0.1 | 0.2
557 | 2021-01-24 04:00 | 0 |  | 0 | 18.3596 | 0.14833 | 0.2
558 | 2021-01-24 05:00 | 6.55 |  | 6.55 | 18.4683 | 0.44833 | 0.2 | 1.5072 | 111.3109 | 87.9477 | 0 |  | 6.55 | 0 | 6.6665 | 0.0015156 | 0 | 6.6665 | 0.0013427 | 0 | 6.34 | 0 | 6.2132 | 6.2133 | 716.0883 | 18.8348 | 324.9075 | 324.8934 | 319.2242 | 0 | 0 | 319.209 | 625.0629 | 0 | 0 | 0 | 7.7187 | 311.4902 | 649.9995 | 256.4812 | 255.19883728027344
559 | 2021-01-24 06:00 | 186.2333 |  | 72 | 19.442 | 0.52417 | 0.2 | 13.8877 | 104.3572 | 76.7219 | 0 |  | 186.2333 | 109.1548 | 71.7922 | 0.043092 | 109.1548 | 71.7922 | 0.038177 | 90.8158 | 68.2694 | 0 | 155.9035 | 155.956 | 17974.691 | 28.61 | 17294.898 | 17083.365 | 15624.709 | 0 | 0 | 15600.836 | 761.2819 | 0 | 0 | 0 | 0 | 15600.836 | 761.2819 | 14729.429 | 14655.7812
560 | 2021-01-24 07:00 | 432.2 |  | 68.1167 | 20.8047 | 0.68625 | 0.2 | 26.6489 | 97.7884 | 63.914 | 0 |  | 432.2 | 356.5093 | 68.657 | 0.10001 | 356.5093 | 68.657 | 0.0886 | 333.7477 | 65.2901 | 0 | 391.057 | 391.175 | 45083.85 | 43.6314 | 44845.184 | 42303.574 | 40157.855 | 0 | 0 | 39991.723 | 738.46 | 0 | 0 | 0 | 0 | 39991.723 | 738.46 | 38941.52 | 38746.8125
561 | 2021-01-24 08:00 | 745.3667 |  | 99.1333 | 22.3864 | 0.78708 | 0.2 | 39.613 | 90.9405 | 50.906 | 0 |  | 745.3667 | 638.5236 | 100.0203 | 0.17247 | 638.5236 | 100.0203 | 0.1528 | 619.7726 | 95.1182 | 0 | 700.593 | 700.6941 | 80757.09 | 63.0877 | 81097.03 | 71728.14 | 68520.23 | 0 | 0 | 67972.29 | 694.4839 | 0 | 0 | 0 | 0 | 67972.29 | 694.4839 | 66211.086 | 65880.0312
562 | 2021-01-24 09:00 | 981.4334 |  | 154.25 | 23.9155 | 0.8 | 0.2 | 52.5947 | 82.687 | 37.8825 | 0 |  | 981.4334 | 821.335 | 154.9511 | 0.22709 | 821.335 | 154.9511 | 0.20119 | 810.3356 | 147.358 | 0 | 938.5398 | 938.54 | 108169.234 | 78.4005 | 108544.78 | 90751.86 | 87784.875 | 0 | 0 | 86754.59 | 646.6036 | 0 | 0 | 0 | 934.1083 | 85820.484 | 658.7357 | 83341.94 | 82925.2344
563 | 2021-01-24 10:00 | 1160.5 |  | 202.5333 | 25.3494 | 0.78792 | 0.2 | 65.2457 | 70.0807 | 25.191 | 0 |  | 1160.5 | 954.2802 | 203.8198 | 0.26852 | 954.2802 | 203.8198 | 0.2379 | 949.2492 | 193.8335 | 0 | 1120.2211 | 1120.2356 | 129110.16 | 90.4181 | 129118.29 | 102847.36 | 100605.1 | 0 | 0 | 99083.65 | 608.2465 | 0 | 0 | 0 | 8323.542 | 90760.11 | 650.0004 | 88064.305 | 87623.9844
564 | 2021-01-24 11:00 | 686.7333 |  | 418.1167 | 25.675 | 0.725 | 0.2 | 76.1904 | 41.4464 | 14.1324 | 0 |  | 686.7333 | 268.2332 | 419.1813 | 0.1589 | 268.2332 | 419.1813 | 0.14078 | 267.8143 | 398.6462 | 0 | 653.1313 | 653.1378 | 75275.71 | 63.7211 | 75557.95 | 66703.25 | 64629.84 | 0 | 0 | 64129.055 | 687.887 | 0 | 0 | 0 | 0 | 64129.055 | 687.887 | 62508.445 | 62195.9023
565 | 2021-01-24 12:00 | 609.3833 |  | 486.75 | 25.6465 | 0.81125 | 0.2 | 78.2381 | 334.2759 | 11.0157 | 0 |  | 609.3833 | 122.7041 | 487.4304 | 0.141 | 122.7041 | 487.4304 | 0.12492 | 122.5761 | 463.5541 | 0 | 574.4076 | 574.4105 | 66201.83 | 58.9757 | 66350.98 | 59546.855 | 57435.766 | 0 | 0 | 57055.883 | 702.1654 | 0 | 0 | 0 | 0 | 57055.883 | 702.1654 | 55612.09 | 55334.0312
566 | 2021-01-24 13:00 | 570.3333 |  | 436.9667 | 25.4765 | 1.0104 | 0.2 | 68.6363 | 295.4442 | 20.7472 | 0 |  | 570.3333 | 133.6856 | 437.7791 | 0.13197 | 133.6856 | 437.7791 | 0.11692 | 133.2095 | 416.3367 | 0 | 538.5553 | 538.5678 | 62071.203 | 56.444 | 62150.38 | 56258.59 | 54128.83 | 0 | 0 | 53797.59 | 708.9402 | 0 | 0 | 0 | 0 | 53797.59 | 708.9402 | 52426.43 | 52164.3008
567 | 2021-01-24 14:00 | 499.3667 |  | 389.8833 | 25.142 | 1.3217 | 0.2 | 56.2206 | 280.2959 | 33.3104 | 0 |  | 499.3667 | 109.9425 | 390.6535 | 0.11555 | 109.9425 | 390.6535 | 0.10237 | 108.8537 | 371.5204 | 0 | 470.7666 | 470.7548 | 54255.67 | 51.8296 | 54192.074 | 49815.977 | 48037.18 | 0 | 0 | 47785.47 | 721.4448 | 0 | 0 | 0 | 0 | 47785.47 | 721.4448 | 46551.457 | 46318.6992
568 | 2021-01-24 15:00 | 384.2167 |  | 324.7167 | 24.5988 | 1.7354 | 0.2 | 43.2753 | 271.2701 | 46.3388 | 0 |  | 384.2167 | 59.8695 | 328.4079 | 0.088902 | 59.8695 | 328.4079 | 0.078764 | 58.5231 | 312.3224 | 0 | 363.4285 | 363.3988 | 41882.965 | 44.8162 | 41582.727 | 39101.387 | 37975.52 | 0 | 0 | 37820.31 | 730.493 | 0 | 0 | 0 | 0 | 37820.31 | 730.493 | 36822.53 | 36638.418
569 | 2021-01-24 16:00 | 283.05 |  | 207.2833 | 23.9341 | 1.7758 | 0.2 | 30.2758 | 264.1835 | 59.4035 | 0 |  | 283.05 | 76.4409 | 207.6717 | 0.065494 | 76.4409 | 207.6717 | 0.058025 | 72.7489 | 197.5012 | 0 | 264.845 | 264.815 | 30520.754 | 38.6398 | 30014.176 | 28771.273 | 27760.29 | 0 | 0 | 27680.502 | 745.1395 | 0 | 0 | 0 | 0 | 27680.502 | 745.1395 | 26800.305 | 26666.3027
570 | 2021-01-24 17:00 | 128.0833 |  | 119.6833 | 23.2196 | 1.5896 | 0.2 | 17.4279 | 257.6213 | 72.3137 | 0 |  | 128.0833 | 8.5167 | 120.5775 | 0.029637 | 8.5167 | 120.5775 | 0.026257 | 7.5402 | 114.6708 | 0 | 119.7668 | 119.7644 | 13803.252 | 29.9269 | 13084.658 | 12883.876 | 12466.495 | 0 | 0 | 12450.654 | 748.7803 | 0 | 0 | 0 | 0 | 12450.654 | 748.7803 | 11659.297 | 11601
571 | 2021-01-24 18:00 | 13.4667 |  | 13.4667 | 22.4358 | 1.3388 | 0.2 | 4.903 | 250.8456 | 84.9059 | 0 |  | 13.4667 | 0 | 13.3643 | 0.003116 | 0 | 13.3643 | 0.0027606 | 0 | 12.7094 | 0 | 12.4552 | 12.456 | 1435.5775 | 23.1414 | 955.8997 | 959.9785 | 931.9104 | 0 | 0 | 931.7994 | 670.2298 | 0 | 0 | 0 | 0 | 931.7994 | 670.2298 | 772.6265 | 768.7633666992188
572 | 2021-01-24 19:00 | 0 |  | 0 | 21.8326 | 1.3 | 0.2
573 | 2021-01-24 20:00 | 0 |  | 0 | 21.2633 | 1.3 | 0.2
574 | 2021-01-24 21:00 | 0 |  | 0 | 20.6941 | 1.3483 | 0.2
575 | 2021-01-24 22:00 | 0 |  | 0 | 20.1249 | 1.6121 | 0.2
576 | 2021-01-24 23:00 | 0 |  | 0 | 19.5979 | 1.475 | 0.2
577 | 2021-01-25 | 0 |  | 0 | 19.3286 | 1.5767 | 0.2
578 | 2021-01-25 01:00 | 0 |  | 0 | 19.0902 | 1.1387 | 0.2
579 | 2021-01-25 02:00 | 0 |  | 0 | 18.9294 | 1.2879 | 0.2
580 | 2021-01-25 03:00 | 0 |  | 0 | 18.7874 | 0.9525 | 0.2
581 | 2021-01-25 04:00 | 0 |  | 0 | 18.6936 | 0.83708 | 0.2
582 | 2021-01-25 05:00 | 6.4 |  | 6.4 | 18.841 | 1.0225 | 0.2 | 1.3333 | 111.1301 | 88.0368 | 0 |  | 6.4 | 0 | 6.5119 | 0.0014809 | 0 | 6.5119 | 0.001312 | 0 | 6.1929 | 0 | 6.0691 | 6.0691 | 699.4831 | 19.1898 | 311.4445 | 311.254 | 304.8703 | 0 | 0 | 304.8563 | 619.7339 | 0 | 0 | 0 | 9.8403 | 295.016 | 649.9993 | 242.8711 | 241.65675354003906
583 | 2021-01-25 06:00 | 134.7833 |  | 91.0333 | 19.7296 | 1.3604 | 0.2 | 13.7267 | 104.1589 | 76.881 | 0 |  | 134.7833 | 41.7883 | 90.3263 | 0.031187 | 41.7883 | 90.3263 | 0.02763 | 34.6591 | 85.8959 | 0 | 118.1439 | 118.1921 | 13621.783 | 26.4182 | 12904.662 | 12842.883 | 12140.936 | 0 | 0 | 12126.437 | 756.2854 | 0 | 0 | 0 | 0 | 12126.437 | 756.2854 | 11319.075 | 11262.4795
584 | 2021-01-25 07:00 | 346.4 |  | 141.95 | 21.0487 | 1.4629 | 0.2 | 26.4969 | 97.5647 | 64.0636 | 0 |  | 346.4 | 200.1885 | 141.8524 | 0.080152 | 200.1885 | 141.8524 | 0.071011 | 187.2852 | 134.8971 | 0 | 315.7387 | 315.9097 | 36409.87 | 38.8433 | 36008.29 | 34492.44 | 32891.883 | 0 | 0 | 32782.812 | 747.6713 | 0 | 0 | 0 | 0 | 32782.812 | 747.6713 | 31853.014 | 31693.75
585 | 2021-01-25 08:00 | 520.3 |  | 247.2 | 22.352 | 1.3862 | 0.2 | 39.465 | 90.6769 | 51.051 | 0 |  | 520.3 | 269.8456 | 247.3308 | 0.12039 | 269.8456 | 247.3308 | 0.10666 | 261.8545 | 235.2077 | 0 | 487.1209 | 487.1688 | 56146.14 | 49.8892 | 56117.656 | 51918.125 | 50098.31 | 0 | 0 | 49827.727 | 722.831 | 0 | 0 | 0 | 0 | 49827.727 | 722.831 | 48546.676 | 48303.9414
586 | 2021-01-25 09:00 | 628.25 |  | 315.5 | 23.4128 | 1.675 | 0.2 | 52.443 | 82.3571 | 38.0303 | 0 |  | 628.25 | 310.548 | 316.1371 | 0.14537 | 310.548 | 316.1371 | 0.12879 | 306.3497 | 300.6446 | 0 | 594.8544 | 594.9171 | 68564.52 | 56.6015 | 68750.86 | 62206.707 | 59864.656 | 0 | 0 | 59460.758 | 707.3496 | 0 | 0 | 0 | 0 | 59460.758 | 707.3496 | 57964.117 | 57674.2969
587 | 2021-01-25 10:00 | 739.75 |  | 373.2167 | 24.5742 | 1.425 | 0.2 | 65.0737 | 69.6426 | 25.3566 | 0 |  | 739.75 | 365.1361 | 374.4129 | 0.17117 | 365.1361 | 374.4129 | 0.15165 | 363.1838 | 356.068 | 0 | 704.8668 | 704.8958 | 81240.6 | 64.3481 | 81591.27 | 71881.16 | 70161.29 | 0 | 0 | 69564.03 | 682.3543 | 0 | 0 | 0 | 0 | 69564.03 | 682.3543 | 67743.164 | 67404.4453
588 | 2021-01-25 11:00 | 849.8 |  | 390.75 | 25.6811 | 1.6871 | 0.2 | 75.9614 | 41.0086 | 14.3461 | 0 |  | 849.8 | 458.4136 | 392.6332 | 0.19663 | 458.4136 | 392.6332 | 0.17421 | 457.6751 | 373.3993 | 0 | 814.4529 | 814.4519 | 93867.21 | 71.0921 | 94294.016 | 81069.26 | 78672.58 | 0 | 0 | 77884.81 | 665.1565 | 0 | 0 | 0 | 24.5065 | 77860.305 | 667.6452 | 75714.79 | 75336.2188
589 | 2021-01-25 12:00 | 894.1 |  | 365.2333 | 26.5652 | 1.4879 | 0.2 | 78.033 | 334.9907 | 11.2258 | 0 |  | 894.1 | 529.1967 | 367.7296 | 0.20688 | 529.1967 | 367.7296 | 0.18329 | 528.6257 | 349.7188 | 0 | 860.7776 | 860.8337 | 99213.05 | 74.9992 | 99638.32 | 84409.31 | 81076.38 | 0 | 0 | 80223.41 | 658.3433 | 0 | 0 | 0 | 114.8756 | 80108.53 | 662.2582 | 77871.09 | 77481.7422
590 | 2021-01-25 13:00 | 814.5167 |  | 371.0333 | 27.138 | 1.6492 | 0.2 | 68.5424 | 296.0863 | 20.8329 | 0 |  | 814.5167 | 444.568 | 373.7524 | 0.18847 | 444.568 | 373.7524 | 0.16697 | 442.9708 | 355.449 | 0 | 782.4514 | 782.435 | 90175.42 | 70.8391 | 90589.87 | 77953.11 | 75760.29 | 0 | 0 | 75034.63 | 666.4155 | 0 | 0 | 0 | 16.8224 | 75017.81 | 668.1385 | 72986.1 | 72621.1719
591 | 2021-01-25 14:00 | 735.9 |  | 318.15 | 27.4382 | 1.6129 | 0.2 | 56.163 | 280.7382 | 33.3618 | 0 |  | 735.9 | 419.5299 | 320.8277 | 0.17028 | 419.5299 | 320.8277 | 0.15086 | 415.3596 | 305.1176 | 0 | 706.0676 | 705.9482 | 81365.1 | 66.9324 | 81715.12 | 71314.31 | 68694.59 | 0 | 0 | 68121.34 | 680.4747 | 0 | 0 | 0 | 0 | 68121.34 | 680.4747 | 66354.586 | 66022.8125
592 | 2021-01-25 15:00 | 609.4 |  | 235.8333 | 27.4626 | 1.6967 | 0.2 | 43.2265 | 271.6109 | 46.3828 | 0 |  | 609.4 | 375.919 | 238.1584 | 0.14101 | 375.919 | 238.1584 | 0.12493 | 367.4427 | 226.4974 | 0 | 582.0613 | 581.9718 | 67074.44 | 59.8972 | 67237.086 | 60146.043 | 58081.234 | 0 | 0 | 57687.13 | 698.0343 | 0 | 0 | 0 | 0 | 57687.13 | 698.0343 | 56229.402 | 55948.2539
593 | 2021-01-25 16:00 | 468.55 |  | 109.75 | 27.1418 | 2.2725 | 0.2 | 30.2242 | 264.4704 | 59.4511 | 0 |  | 468.55 | 362.0394 | 111.7628 | 0.10842 | 362.0394 | 111.7628 | 0.096052 | 344.5026 | 106.292 | 0 | 441.7788 | 441.818 | 50919.113 | 51.1285 | 50791.766 | 46780.004 | 45404.29 | 0 | 0 | 45170.79 | 714.4768 | 0 | 0 | 0 | 0 | 45170.79 | 714.4768 | 43997.684 | 43777.6953
594 | 2021-01-25 17:00 | 229.5167 |  | 89.9 | 26.3459 | 2.2258 | 0.2 | 17.3665 | 257.8789 | 72.3715 | 0 |  | 229.5167 | 141.5904 | 91.0095 | 0.053107 | 141.5904 | 91.0095 | 0.04705 | 125.2822 | 86.5544 | 0 | 207.5999 | 207.614 | 23927.85 | 37.6415 | 23317.633 | 22408.877 | 21440.988 | 0 | 0 | 21392.898 | 743.7639 | 0 | 0 | 0 | 0 | 21392.898 | 743.7639 | 20487.42 | 20384.9824
595 | 2021-01-25 18:00 | 28.9667 |  | 27.5333 | 25.3017 | 2.1033 | 0.2 | 4.8262 | 251.0881 | 84.9792 | 0 |  | 28.9667 | 1.4414 | 27.6231 | 0.0067025 | 1.4414 | 27.6231 | 0.0059381 | 0.68976 | 26.2693 | 0 | 26.4199 | 26.4202 | 3044.949 | 26.7471 | 2458.8203 | 2445.8254 | 2373.2798 | 0 | 0 | 2372.6245 | 701.7426 | 0 | 0 | 0 | 0 | 2372.6245 | 701.7426 | 1999.1589 | 1989.1632080078125
596 | 2021-01-25 19:00 | 0 |  | 0 | 24.6185 | 1.4912 | 0.2
597 | 2021-01-25 20:00 | 0 |  | 0 | 24.0047 | 1.2888 | 0.2
598 | 2021-01-25 21:00 | 0 |  | 0 | 23.4179 | 1.1138 | 0.2
599 | 2021-01-25 22:00 | 0 |  | 0 | 22.9816 | 1.025 | 0.2
600 | 2021-01-25 23:00 | 0 |  | 0 | 22.4993 | 1.0508 | 0.2
601 | 2021-01-26 | 0 |  | 0 | 22.148 | 0.83875 | 0.2
602 | 2021-01-26 01:00 | 0 |  | 0 | 21.8081 | 0.945 | 0.2
603 | 2021-01-26 02:00 | 0 |  | 0 | 21.5819 | 1.8692 | 0.2
604 | 2021-01-26 03:00 | 0 |  | 0 | 21.3829 | 2.005 | 0.2
605 | 2021-01-26 04:00 | 0 |  | 0 | 21.2498 | 0.96875 | 0.2
606 | 2021-01-26 05:00 | 7.05 |  | 7.05 | 21.4123 | 0.73708 | 0.2 | 1.1589 | 110.9429 | 88.1261 | 0 |  | 7.05 | 0 | 7.1334 | 0.0016313 | 0 | 7.1334 | 0.0014452 | 0 | 6.784 | 0 | 6.6483 | 6.6476 | 766.1566 | 21.7993 | 366.2931 | 366.7161 | 358.3401 | 0 | 0 | 358.3213 | 625.8838 | 0 | 0 | 0 | 8.0586 | 350.2627 | 649.9995 | 288.533 | 287.0903015136719
607 | 2021-01-26 06:00 | 157.95 |  | 75.8667 | 22.4487 | 0.88625 | 0.2 | 13.5656 | 103.9541 | 77.0401 | 0 |  | 157.95 | 78.3712 | 75.3784 | 0.036547 | 78.3712 | 75.3784 | 0.032379 | 64.7924 | 71.6798 | 0 | 133.7427 | 133.7142 | 15410.399 | 30.1808 | 14706.556 | 14459.947 | 13388.521 | 0 | 0 | 13370.576 | 750.6182 | 0 | 0 | 0 | 0 | 13370.576 | 750.6182 | 12554.084 | 12491.3135
608 | 2021-01-26 07:00 | 411.3333 |  | 81.65 | 23.9838 | 0.99917 | 0.2 | 26.3449 | 97.3343 | 64.2132 | 0 |  | 411.3333 | 322.799 | 82.2237 | 0.095177 | 322.799 | 82.2237 | 0.084323 | 301.7935 | 78.1918 | 0 | 372.3856 | 372.3852 | 42918.82 | 45.4069 | 42638.96 | 39992.26 | 38102.6 | 0 | 0 | 37949.312 | 731.5362 | 0 | 0 | 0 | 0 | 37949.312 | 731.5362 | 36948.406 | 36763.6641
609 | 2021-01-26 08:00 | 562.25 |  | 196.7167 | 25.5468 | 1.1596 | 0.2 | 39.3169 | 90.4059 | 51.1961 | 0 |  | 562.25 | 361.1834 | 197.1068 | 0.1301 | 361.1834 | 197.1068 | 0.11526 | 350.3973 | 187.4453 | 0 | 527.0857 | 527.1015 | 60748.97 | 55.65 | 60804.21 | 55179.848 | 52972.098 | 0 | 0 | 52657.832 | 709.4199 | 0 | 0 | 0 | 0 | 52657.832 | 709.4199 | 51312.363 | 51055.8047
610 | 2021-01-26 09:00 | 639.8833 |  | 339.7 | 26.7554 | 1.7554 | 0.2 | 52.2906 | 82.0189 | 38.1787 | 0 |  | 639.8833 | 298.0793 | 339.6333 | 0.14806 | 298.0793 | 339.6333 | 0.13117 | 294.0113 | 322.99 | 0 | 604.6612 | 604.6902 | 69692.07 | 60.3661 | 69895.914 | 62428.83 | 60509.586 | 0 | 0 | 60081.297 | 694.9542 | 0 | 0 | 0 | 0 | 60081.297 | 694.9542 | 58571.13 | 58278.2734
611 | 2021-01-26 10:00 | 599.3667 |  | 411.9167 | 27.504 | 2.6821 | 0.2 | 64.9001 | 69.1949 | 25.5236 | 0 |  | 599.3667 | 186.7426 | 411.6346 | 0.13869 | 186.7426 | 411.6346 | 0.12287 | 185.7299 | 391.4663 | 0 | 565.6523 | 565.6647 | 65194.305 | 57.6475 | 65327.004 | 58902.17 | 57268.176 | 0 | 0 | 56891.59 | 701.5348 | 0 | 0 | 0 | 0 | 56891.59 | 701.5348 | 55451.434 | 55174.1758
612 | 2021-01-26 11:00 | 682.2833 |  | 485.9 | 28.1968 | 3.1554 | 0.2 | 75.7287 | 40.561 | 14.5634 | 0 |  | 682.2833 | 196.1195 | 486.1116 | 0.15787 | 196.1195 | 486.1116 | 0.13987 | 195.7936 | 462.2972 | 0 | 644.929 | 644.9291 | 74330.67 | 61.8318 | 74601.31 | 66306.945 | 63915.816 | 0 | 0 | 63440.523 | 697.454 | 0 | 0 | 0 | 0 | 63440.523 | 697.454 | 61844.582 | 61535.3594
613 | 2021-01-26 12:00 | 806.65 |  | 363.8667 | 28.9223 | 4.2337 | 0.2 | 77.8197 | 335.6787 | 11.4439 | 0 |  | 806.65 | 443.081 | 366.373 | 0.18665 | 443.081 | 366.373 | 0.16536 | 442.586 | 348.4288 | 0 | 775.1945 | 775.1908 | 89343.32 | 67.4152 | 89754.11 | 78210.805 | 76324.57 | 0 | 0 | 75600 | 672.95 | 0 | 0 | 0 | 0 | 75600 | 672.95 | 73545.2 | 73177.4766
614 | 2021-01-26 13:00 | 735.2833 |  | 430.2167 | 29.4053 | 4.0742 | 0.2 | 68.4403 | 296.731 | 20.9268 | 0 |  | 735.2833 | 305.8298 | 432.0424 | 0.17013 | 305.8298 | 432.0424 | 0.15073 | 304.7205 | 410.8827 | 0 | 701.2911 | 701.2349 | 80818.805 | 64.4796 | 81164.78 | 71471.125 | 69442.625 | 0 | 0 | 68861.63 | 683.7912 | 0 | 0 | 0 | 0 | 68861.63 | 683.7912 | 67067.195 | 66731.8594
615 | 2021-01-26 14:00 | 748.5167 |  | 301.05 | 29.7453 | 4.5725 | 0.2 | 56.0986 | 281.1859 | 33.4199 | 0 |  | 748.5167 | 449.4037 | 303.7337 | 0.1732 | 449.4037 | 303.7337 | 0.15344 | 444.9181 | 288.8608 | 0 | 719.1033 | 719.0159 | 82867.78 | 64.9026 | 83231.586 | 73177.39 | 70635.11 | 0 | 0 | 70034.53 | 685.1757 | 0 | 0 | 0 | 0 | 70034.53 | 685.1757 | 68195.87 | 67854.8828
616 | 2021-01-26 15:00 | 577.2833 |  | 263.0667 | 29.7905 | 4.5017 | 0.2 | 43.1716 | 271.9565 | 46.4329 | 0 |  | 577.2833 | 316.2235 | 265.4231 | 0.13358 | 316.2235 | 265.4231 | 0.11834 | 309.0719 | 252.4269 | 0 | 550.2688 | 550.1486 | 63406.098 | 56.7777 | 63507.945 | 57424.277 | 55446.49 | 0 | 0 | 55097.89 | 706.186 | 0 | 0 | 0 | 0 | 55097.89 | 706.186 | 53697.605 | 53429.1172
617 | 2021-01-26 16:00 | 511.0333 |  | 66.9333 | 29.6225 | 4.4225 | 0.2 | 30.1668 | 264.7615 | 59.5044 | 0 |  | 511.0333 | 448.1691 | 68.3789 | 0.11825 | 448.1691 | 68.3789 | 0.10476 | 426.3902 | 65.0314 | 0 | 481.5931 | 481.57 | 55502.965 | 53.3309 | 55461.945 | 50714.082 | 48606.684 | 0 | 0 | 48341.652 | 715.6888 | 0 | 0 | 0 | 0 | 48341.652 | 715.6888 | 47094.785 | 46859.3086
618 | 2021-01-26 17:00 | 277.8667 |  | 80.8 | 28.9748 | 4.9967 | 0.2 | 17.2996 | 258.1402 | 72.4347 | 0 |  | 277.8667 | 199.9035 | 82.238 | 0.064294 | 199.9035 | 82.238 | 0.056962 | 176.7635 | 78.2128 | 0 | 249.8768 | 249.779 | 28786.312 | 40.9547 | 28251.627 | 26869.912 | 25849.777 | 0 | 0 | 25778.79 | 739.337 | 0 | 0 | 0 | 0 | 25778.79 | 739.337 | 24920.627 | 24796.0254
619 | 2021-01-26 18:00 | 30.1 |  | 28.8667 | 27.9425 | 5.0033 | 0.2 | 4.7438 | 251.334 | 85.058 | 0 |  | 30.1 | 1.2209 | 29.0064 | 0.0069647 | 1.2209 | 29.0064 | 0.0061704 | 0.57311 | 27.5849 | 0 | 27.5949 | 27.5948 | 3180.375 | 29.2656 | 2587.847 | 2554.3438 | 2458.691 | 0 | 0 | 2457.9739 | 696.621 | 0 | 0 | 0 | 0 | 2457.9739 | 696.621 | 2073.0273 | 2062.6621
620 | 2021-01-26 19:00 | 0 |  | 0 | 27.0157 | 4.3308 | 0.2
621 | 2021-01-26 20:00 | 0 |  | 0 | 26.1173 | 3.6929 | 0.2
622 | 2021-01-26 21:00 | 0 |  | 0 | 25.2188 | 2.9696 | 0.2
623 | 2021-01-26 22:00 | 0 |  | 0 | 24.3203 | 2.2017 | 0.2
624 | 2021-01-26 23:00 | 0 |  | 0 | 23.4843 | 2.5225 | 0.2
625 | 2021-01-27 | 0 |  | 0 | 23.0161 | 2.6725 | 0.2
626 | 2021-01-27 01:00 | 0 |  | 0 | 22.524 | 3.2071 | 0.2
627 | 2021-01-27 02:00 | 0 |  | 0 | 22.2024 | 3.9304 | 0.2
628 | 2021-01-27 03:00 | 0 |  | 0 | 21.9241 | 4.7225 | 0.2
629 | 2021-01-27 04:00 | 0 |  | 0 | 21.7429 | 4.6 | 0.2
630 | 2021-01-27 05:00 | 7.15 |  | 7.15 | 21.9202 | 4.8967 | 0.2 | 0.9841 | 110.7494 | 88.2158 | 0 |  | 7.15 | 0 | 7.2141 | 0.0016544 | 0 | 7.2141 | 0.0014657 | 0 | 6.8607 | 0 | 6.7235 | 6.7234 | 774.8929 | 22.2441 | 373.5621 | 374.0061 | 366.2658 | 0 | 0 | 366.2461 | 628.5681 | 0 | 0 | 0 | 7.7687 | 358.4774 | 649.9993 | 295.3274 | 293.8507385253906
631 | 2021-01-27 06:00 | 184.9 |  | 94.5333 | 22.9572 | 5.2725 | 0.2 | 13.4044 | 103.743 | 77.1992 | 0 |  | 184.9 | 86.2448 | 93.8478 | 0.042783 | 86.2448 | 93.8478 | 0.037904 | 71.0666 | 89.2435 | 0 | 157.1038 | 157.2386 | 18121.924 | 30.4046 | 17442.123 | 17140.158 | 15912.046 | 0 | 0 | 15886.878 | 757.5361 | 0 | 0 | 0 | 0 | 15886.878 | 757.5361 | 15010.108 | 14935.0586
632 | 2021-01-27 07:00 | 274.4167 |  | 192.4333 | 23.7356 | 5.4742 | 0.2 | 26.1929 | 97.0975 | 64.3628 | 0 |  | 274.4167 | 80.2685 | 191.4002 | 0.063496 | 80.2685 | 191.4002 | 0.056255 | 74.9951 | 182.018 | 0 | 251.8728 | 251.9622 | 29039.326 | 35.5604 | 28508.29 | 27592.324 | 26383.248 | 0 | 0 | 26313.266 | 752.8223 | 0 | 0 | 0 | 0 | 26313.266 | 752.8223 | 25448.338 | 25321.0977
633 | 2021-01-27 08:00 | 254.8333 |  | 243.3167 | 24.246 | 5.6933 | 0.2 | 39.1687 | 90.1279 | 51.3413 | 0 |  | 254.8333 | 11.3798 | 241.8325 | 0.058965 | 11.3798 | 241.8325 | 0.05224 | 11.0371 | 229.9829 | 0 | 236.1996 | 236.2009 | 27222.654 | 35.2212 | 26661.564 | 25834.09 | 25045.88 | 0 | 0 | 24982.45 | 749.102 | 0 | 0 | 0 | 0 | 24982.45 | 749.102 | 24134.52 | 24013.8477
634 | 2021-01-27 09:00 | 507.25 |  | 407.65 | 25.2717 | 6.8933 | 0.2 | 52.1375 | 81.6726 | 38.3276 | 0 |  | 507.25 | 98.9052 | 406.7001 | 0.11737 | 98.9052 | 406.7001 | 0.10399 | 97.5426 | 386.7708 | 0 | 474.6271 | 474.5963 | 54697.953 | 46.1522 | 54642.688 | 51184.832 | 48839.31 | 0 | 0 | 48591.22 | 738.0356 | 0 | 0 | 0 | 0 | 48591.22 | 738.0356 | 47338.59 | 47101.8984
635 | 2021-01-27 10:00 | 790.3667 |  | 360.2167 | 26.6009 | 7.1 | 0.2 | 64.7248 | 68.738 | 25.6923 | 0 |  | 790.3667 | 428.5439 | 361.487 | 0.18288 | 428.5439 | 361.487 | 0.16202 | 426.1866 | 343.7755 | 0 | 754.5629 | 754.5541 | 86961.94 | 59.4879 | 87359.36 | 78296.9 | 75664.53 | 0 | 0 | 74999.875 | 698.238 | 0 | 0 | 0 | 0 | 74999.875 | 698.238 | 72968.88 | 72604.0391
636 | 2021-01-27 11:00 | 605.3 |  | 482.8667 | 27.3256 | 7.1846 | 0.2 | 75.4926 | 40.1046 | 14.7841 | 0 |  | 605.3 | 122.2743 | 483.0869 | 0.14006 | 122.2743 | 483.0869 | 0.12409 | 122.0647 | 459.4207 | 0 | 569.8557 | 569.8534 | 65677.95 | 52.0671 | 65818.62 | 60481.934 | 57695.16 | 0 | 0 | 57331.594 | 720.1812 | 0 | 0 | 0 | 0 | 57331.594 | 720.1812 | 55881.71 | 55602.3008
637 | 2021-01-27 12:00 | 691.8 |  | 483.0833 | 27.9345 | 7.8304 | 0.2 | 77.5985 | 336.3398 | 11.6699 | 0 |  | 691.8 | 208.8674 | 483.7817 | 0.16007 | 208.8674 | 483.7817 | 0.14182 | 208.6256 | 460.0843 | 0 | 655.3357 | 655.3596 | 75531.06 | 55.5644 | 75816.81 | 68864.75 | 66417.734 | 0 | 0 | 65925.46 | 711.6616 | 0 | 0 | 0 | 0 | 65925.46 | 711.6616 | 64239.746 | 63918.5469
638 | 2021-01-27 13:00 | 694.7667 |  | 449.5167 | 28.4423 | 8.6708 | 0.2 | 68.33 | 297.3774 | 21.0291 | 0 |  | 694.7667 | 245.8777 | 451.3737 | 0.16076 | 245.8777 | 451.3737 | 0.14243 | 244.9766 | 429.2673 | 0 | 660.759 | 660.7606 | 76155.305 | 55.2549 | 76448.055 | 69510.56 | 66475.12 | 0 | 0 | 65983.28 | 714.6696 | 0 | 0 | 0 | 0 | 65983.28 | 714.6696 | 64295.453 | 63973.9766
639 | 2021-01-27 14:00 | 773.8333 |  | 290.5333 | 28.9054 | 8.6792 | 0.2 | 56.0275 | 281.6387 | 33.4848 | 0 |  | 773.8333 | 485.4263 | 293.2158 | 0.17905 | 485.4263 | 293.2158 | 0.15863 | 480.5587 | 278.858 | 0 | 744.2284 | 744.1049 | 85760.766 | 59.0885 | 86148.625 | 77314.836 | 74565.52 | 0 | 0 | 73927.664 | 700.7518 | 0 | 0 | 0 | 0 | 73927.664 | 700.7518 | 71938.89 | 71579.1953
640 | 2021-01-27 15:00 | 581.8833 |  | 268.5333 | 29.0184 | 7.8929 | 0.2 | 43.1106 | 272.3069 | 46.489 | 0 |  | 581.8833 | 315.3804 | 270.896 | 0.13464 | 315.3804 | 270.896 | 0.11928 | 308.2239 | 257.6318 | 0 | 554.5387 | 554.4034 | 63897.594 | 52.3257 | 64008.016 | 58761.867 | 56913.645 | 0 | 0 | 56549.402 | 714.6026 | 0 | 0 | 0 | 0 | 56549.402 | 714.6026 | 55116.824 | 54841.2383
641 | 2021-01-27 16:00 | 355.8333 |  | 227.5 | 28.7035 | 7.6958 | 0.2 | 30.1037 | 265.0568 | 59.5633 | 0 |  | 355.8333 | 129.527 | 228.6721 | 0.082335 | 129.527 | 228.6721 | 0.072945 | 123.2101 | 217.4748 | 0 | 333.8712 | 333.7937 | 38471.363 | 42.8627 | 38107.117 | 36051.8 | 34808.812 | 0 | 0 | 34681.305 | 737.6228 | 0 | 0 | 0 | 0 | 34681.305 | 737.6228 | 33725.055 | 33556.4297
642 | 2021-01-27 17:00 | 254.8833 |  | 99.4667 | 28.1561 | 8.6321 | 0.2 | 17.2271 | 258.4052 | 72.5035 | 0 |  | 254.8833 | 157.6957 | 100.6222 | 0.058976 | 157.6957 | 100.6222 | 0.052251 | 139.3418 | 95.6965 | 0 | 230.3375 | 230.4068 | 26555.582 | 37.5222 | 25985.105 | 24988.916 | 23814.174 | 0 | 0 | 23755.416 | 748.6513 | 0 | 0 | 0 | 0 | 23755.416 | 748.6513 | 22881.043 | 22766.6367
643 | 2021-01-27 18:00 | 57.6167 |  | 44.6 | 27.3207 | 8.5946 | 0.2 | 4.656 | 251.5832 | 85.1423 | 0 |  | 57.6167 | 12.666 | 44.4287 | 0.013332 | 12.666 | 44.4287 | 0.011811 | 5.8185 | 42.2547 | 0 | 47.1117 | 47.0746 | 5425.5615 | 29.2376 | 4759.0537 | 4695.1504 | 4462.505 | 0 | 0 | 4460.275 | 725.0206 | 0 | 0 | 0 | 0 | 4460.275 | 725.0206 | 3844.909 | 3825.684326171875
644 | 2021-01-27 19:00 | 0 |  | 0 | 26.3496 | 7.1988 | 0.2
645 | 2021-01-27 20:00 | 0 |  | 0 | 25.3624 | 6.1325 | 0.2
646 | 2021-01-27 21:00 | 0 |  | 0 | 24.3753 | 5.5242 | 0.2
647 | 2021-01-27 22:00 | 0 |  | 0 | 23.4217 | 6.0742 | 0.2
648 | 2021-01-27 23:00 | 0 |  | 0 | 22.6827 | 5.6396 | 0.2
649 | 2021-01-28 | 0 |  | 0 | 22.0116 | 5.6283 | 0.2
650 | 2021-01-28 01:00 | 0 |  | 0 | 21.3414 | 5.0113 | 0.2
651 | 2021-01-28 02:00 | 0 |  | 0 | 20.9096 | 5.8829 | 0.2
652 | 2021-01-28 03:00 | 0 |  | 0 | 20.5336 | 5.8025 | 0.2
653 | 2021-01-28 04:00 | 0 |  | 0 | 20.2742 | 5.6958 | 0.2
654 | 2021-01-28 05:00 | 4.9667 |  | 4.9667 | 20.3579 | 6.5113 | 0.2 | 0.80907 | 110.5495 | 88.3057 | 0 |  | 4.9667 | 0 | 5.0818 | 0.0011492 | 0 | 5.0818 | 0.0010182 | 0 | 4.8329 | 0 | 4.7363 | 4.736 | 545.8333 | 20.5699 | 194.0005 | 193.2264 | 191.8408 | 0 | 0 | 191.8334 | 533.3998 | 0 | 0 | 0 | 30.2335 | 161.5999 | 649.9996 | 132.8359 | 132.17172241210938
655 | 2021-01-28 06:00 | 155.5167 |  | 77.0833 | 21.2108 | 5.9292 | 0.2 | 13.2432 | 103.5258 | 77.3583 | 0 |  | 155.5167 | 74.8249 | 76.5674 | 0.035984 | 74.8249 | 76.5674 | 0.031881 | 61.4473 | 72.8105 | 0 | 131.5727 | 131.7612 | 15185.836 | 27.2678 | 14480.939 | 14369.3 | 13331.267 | 0 | 0 | 13313.873 | 761.5947 | 0 | 0 | 0 | 0 | 13313.873 | 761.5947 | 12499.08 | 12436.584
656 | 2021-01-28 07:00 | 338.8333 |  | 159.4333 | 22.3108 | 5.8604 | 0.2 | 26.041 | 96.8542 | 64.5122 | 0 |  | 338.8333 | 175.6416 | 159.2128 | 0.078401 | 175.6416 | 159.2128 | 0.06946 | 163.9915 | 151.4064 | 0 | 309.09 | 309.2536 | 35642.684 | 36.5716 | 35227.125 | 33991.25 | 31909.523 | 0 | 0 | 31808.709 | 757.9334 | 0 | 0 | 0 | 0 | 31808.709 | 757.9334 | 30893.65 | 30739.1816
657 | 2021-01-28 08:00 | 576.8 |  | 184.8 | 23.5509 | 6.2354 | 0.2 | 39.0204 | 89.843 | 51.4865 | 0 |  | 576.8 | 387.3506 | 185.5849 | 0.13346 | 387.3506 | 185.5849 | 0.11824 | 375.587 | 176.488 | 0 | 541.0335 | 541.1088 | 62363.84 | 48.0812 | 62447.137 | 58130.34 | 56097.703 | 0 | 0 | 55761.45 | 728.7988 | 0 | 0 | 0 | 0 | 55761.45 | 728.7988 | 54346.37 | 54074.6406
658 | 2021-01-28 09:00 | 778.0167 |  | 209.9333 | 25.008 | 6.155 | 0.2 | 51.9839 | 81.3185 | 38.477 | 0 |  | 778.0167 | 564.1408 | 211.2485 | 0.18002 | 564.1408 | 211.2485 | 0.15949 | 556.2944 | 200.896 | 0 | 742.0467 | 742.1762 | 85540.555 | 58.7767 | 85925.16 | 77186.836 | 74703.586 | 0 | 0 | 74059.414 | 699.0762 | 0 | 0 | 0 | 0 | 74059.414 | 699.0762 | 72065.48 | 71705.1484
659 | 2021-01-28 10:00 | 849.5 |  | 311.95 | 26.2213 | 5.1825 | 0.2 | 64.5477 | 68.2724 | 25.8625 | 0 |  | 849.5 | 535.5652 | 313.3988 | 0.19656 | 535.5652 | 313.3988 | 0.17415 | 532.5769 | 298.0437 | 0 | 814.0082 | 814.0496 | 93822.28 | 64.9359 | 94247.34 | 82856.78 | 79806.414 | 0 | 0 | 79045.46 | 686.5222 | 0 | 0 | 0 | 0 | 79045.46 | 686.5222 | 76851.7 | 76467.4453
660 | 2021-01-28 11:00 | 919.05 |  | 349.6167 | 27.1841 | 4.6742 | 0.2 | 75.2528 | 39.6401 | 15.0083 | 0 |  | 919.05 | 568.72 | 351.6391 | 0.21266 | 568.72 | 351.6391 | 0.1884 | 567.7145 | 334.4136 | 0 | 884.0855 | 884.0644 | 101891.14 | 70.2123 | 102307.89 | 88232.4 | 85025.35 | 0 | 0 | 84131.516 | 672.4509 | 0 | 0 | 0 | 0 | 84131.516 | 672.4509 | 81725.4 | 81316.7734
661 | 2021-01-28 12:00 | 833.5167 |  | 411.0833 | 27.7678 | 5.1 | 0.2 | 77.3695 | 336.9739 | 11.9034 | 0 |  | 833.5167 | 422.7602 | 413.4987 | 0.19286 | 422.7602 | 413.4987 | 0.17087 | 422.2528 | 393.2463 | 0 | 799.1891 | 799.1902 | 92109.56 | 65.9187 | 92530.125 | 81059.39 | 78267.34 | 0 | 0 | 77527.46 | 682.5089 | 0 | 0 | 0 | 0 | 77527.46 | 682.5089 | 75395.414 | 75018.4297
662 | 2021-01-28 13:00 | 785.85 |  | 393.45 | 28.0885 | 4.7242 | 0.2 | 68.2115 | 298.0245 | 21.1398 | 0 |  | 785.85 | 393.4279 | 396.1498 | 0.18183 | 393.4279 | 396.1498 | 0.1611 | 391.9698 | 376.7495 | 0 | 753.3449 | 753.3621 | 86826.57 | 64.6719 | 87220.67 | 76744.71 | 74185.4 | 0 | 0 | 73527.33 | 687.553 | 0 | 0 | 0 | 0 | 73527.33 | 687.553 | 71554.23 | 71196.4531
663 | 2021-01-28 14:00 | 592 |  | 345.8667 | 28.1173 | 5.3225 | 0.2 | 55.9494 | 282.0961 | 33.5565 | 0 |  | 592 | 247.2341 | 347.5917 | 0.13698 | 247.2341 | 347.5917 | 0.12136 | 244.7424 | 330.5693 | 0 | 563.8055 | 563.8549 | 64985.84 | 54.7629 | 65114.523 | 59288.473 | 57639.305 | 0 | 0 | 57263.1 | 709.136 | 0 | 0 | 0 | 0 | 57263.1 | 709.136 | 55814.73 | 55535.6562
664 | 2021-01-28 15:00 | 561.5833 |  | 285.85 | 27.9396 | 5.0792 | 0.2 | 43.0436 | 272.6617 | 46.5511 | 0 |  | 561.5833 | 277.5464 | 287.3377 | 0.12994 | 277.5464 | 287.3377 | 0.11512 | 271.2251 | 273.267 | 0 | 533.6022 | 533.5085 | 61489.484 | 53.4318 | 61558.18 | 56296.26 | 54309.082 | 0 | 0 | 53982.64 | 715.0954 | 0 | 0 | 0 | 0 | 53982.64 | 715.0954 | 52607.33 | 52344.293
665 | 2021-01-28 16:00 | 329 |  | 245.2667 | 27.3244 | 4.4808 | 0.2 | 30.0349 | 265.356 | 59.6279 | 0 |  | 329 | 84.5242 | 245.768 | 0.076126 | 84.5242 | 245.768 | 0.067444 | 80.3859 | 233.7324 | 0 | 307.8359 | 307.7552 | 35468.64 | 42.4354 | 35049.168 | 33198.562 | 31661.03 | 0 | 0 | 31555.809 | 741.7647 | 0 | 0 | 0 | 0 | 31555.809 | 741.7647 | 30644.705 | 30491.4805
666 | 2021-01-28 17:00 | 142.6167 |  | 116.2667 | 26.4051 | 3.8033 | 0.2 | 17.149 | 258.6737 | 72.5777 | 0 |  | 142.6167 | 26.7438 | 116.5083 | 0.033 | 26.7438 | 116.5083 | 0.029236 | 23.6127 | 110.8028 | 0 | 131.7272 | 131.7112 | 15179.85 | 33.0747 | 14469.672 | 14106.104 | 13609.924 | 0 | 0 | 13590.544 | 743.0378 | 0 | 0 | 0 | 0 | 13590.544 | 743.0378 | 12767.603 | 12703.7646
667 | 2021-01-28 18:00 | 14.2333 |  | 14.2333 | 25.3928 | 3.7967 | 0.2 | 4.5627 | 251.8355 | 85.232 | 0 |  | 14.2333 | 0 | 14.1597 | 0.0032934 | 0 | 14.1597 | 0.0029178 | 0 | 13.4658 | 0 | 13.1965 | 13.1972 | 1521.0199 | 26.0613 | 1033.6597 | 1030.9614 | 996.0936 | 0 | 0 | 995.9636 | 664.2454 | 0 | 0 | 0 | 0.078107 | 995.8855 | 665.5123 | 826.3596 | 822.2278
668 | 2021-01-28 19:00 | 0 |  | 0 | 24.5968 | 4.2637 | 0.2
669 | 2021-01-28 20:00 | 0 |  | 0 | 23.8622 | 3.3729 | 0.2
670 | 2021-01-28 21:00 | 0 |  | 0 | 23.2527 | 2.2292 | 0.2
671 | 2021-01-28 22:00 | 0 |  | 0 | 22.6156 | 2.2758 | 0.2
672 | 2021-01-28 23:00 | 0 |  | 0 | 22.0108 | 1.9258 | 0.2
673 | 2021-01-29 | 0 |  | 0 | 21.6578 | 2.245 | 0.2
674 | 2021-01-29 01:00 | 0 |  | 0 | 21.3435 | 2.945 | 0.2
675 | 2021-01-29 02:00 | 0 |  | 0 | 21.1395 | 3.4571 | 0.2
676 | 2021-01-29 03:00 | 0 |  | 0 | 20.9614 | 4.0025 | 0.2
677 | 2021-01-29 04:00 | 0 |  | 0 | 20.8403 | 2.9213 | 0.2
678 | 2021-01-29 05:00 | 3.4667 |  | 3.4667 | 20.9209 | 2.2533 | 0.2 | 0.63383 | 110.3434 | 88.3957 | 0 |  | 3.4667 | 0 | 3.5856 | 0.00080214 | 0 | 3.5856 | 0.00071066 | 0 | 3.41 | 0 | 3.3418 | 3.3414 | 385.1135 | 21.1024 | 97.252 | 96.8738 | 96.5743 | 0 | 0 | 96.5703 | 367.9923 | 0 | 0 | 0 | 75.2288 | 21.3415 | 649.9997 | 17.515 | 17.427385330200195
679 | 2021-01-29 06:00 | 97.3 |  | 85.8167 | 21.5532 | 2.1225 | 0.2 | 13.082 | 103.3024 | 77.5173 | 0 |  | 97.3 | 10.9505 | 86.404 | 0.022514 | 10.9505 | 86.404 | 0.019946 | 8.9613 | 82.1715 | 0 | 89.3101 | 89.3272 | 10295.182 | 26.436 | 9571.422 | 9527.801 | 9173.62 | 0 | 0 | 9165.083 | 749.7069 | 0 | 0 | 0 | 0 | 9165.083 | 749.7069 | 8302.147 | 8260.6367
680 | 2021-01-29 07:00 | 253.75 |  | 170.2833 | 22.4865 | 2.7692 | 0.2 | 25.8891 | 96.6047 | 64.6614 | 0 |  | 253.75 | 81.7155 | 169.4452 | 0.058714 | 81.7155 | 169.4452 | 0.052018 | 76.2433 | 161.1396 | 0 | 232.6353 | 232.6489 | 26812.988 | 34.835 | 26245.783 | 25458.361 | 24441.297 | 0 | 0 | 24381.605 | 753.4603 | 0 | 0 | 0 | 0 | 24381.605 | 753.4603 | 23519.848 | 23402.248
681 | 2021-01-29 08:00 | 381.0833 |  | 267.95 | 23.3574 | 3.3588 | 0.2 | 38.8719 | 89.5514 | 51.6318 | 0 |  | 381.0833 | 111.7941 | 267.0546 | 0.088177 | 111.7941 | 267.0546 | 0.078121 | 108.3704 | 253.9667 | 0 | 355.0903 | 355.0735 | 40922.98 | 41.705 | 40604.645 | 38563.887 | 37291.67 | 0 | 0 | 37147.105 | 739.5159 | 0 | 0 | 0 | 0 | 37147.105 | 739.5159 | 36160.97 | 35980.1641
682 | 2021-01-29 09:00 | 484.85 |  | 355.8 | 24.3646 | 3.6612 | 0.2 | 51.8296 | 80.9567 | 38.627 | 0 |  | 484.85 | 128.1592 | 355.0913 | 0.11219 | 128.1592 | 355.0913 | 0.099393 | 126.3597 | 337.6912 | 0 | 454.7699 | 454.8415 | 52422.746 | 47.5463 | 52324.33 | 48783.375 | 46914.844 | 0 | 0 | 46679.81 | 730.1992 | 0 | 0 | 0 | 0 | 46679.81 | 730.1992 | 45471.457 | 45244.0977
683 | 2021-01-29 10:00 | 616.3 |  | 387.1833 | 25.4205 | 3.7 | 0.2 | 64.3689 | 67.7985 | 26.0343 | 0 |  | 616.3 | 228.2806 | 387.6806 | 0.1426 | 228.2806 | 387.6806 | 0.12634 | 226.9885 | 368.6859 | 0 | 583.761 | 583.7728 | 67281.1 | 55.1209 | 67447.805 | 61344.055 | 58846.684 | 0 | 0 | 58458.26 | 710.8108 | 0 | 0 | 0 | 0 | 58458.26 | 710.8108 | 56983.574 | 56698.6562
684 | 2021-01-29 11:00 | 732.0167 |  | 466.7833 | 26.4478 | 3.5671 | 0.2 | 75.0096 | 39.1684 | 15.2361 | 0 |  | 732.0167 | 264.9138 | 467.8461 | 0.16938 | 264.9138 | 467.8461 | 0.15006 | 264.4306 | 444.9273 | 0 | 695.1707 | 695.1716 | 80119.664 | 62.0304 | 80458.65 | 71465.46 | 69102.39 | 0 | 0 | 68542.234 | 692.5262 | 0 | 0 | 0 | 0 | 68542.234 | 692.5262 | 66759.766 | 66425.9609
685 | 2021-01-29 12:00 | 790.25 |  | 444.45 | 27.3538 | 2.8388 | 0.2 | 77.1329 | 337.5812 | 12.1443 | 0 |  | 790.25 | 346.0861 | 446.07 | 0.18285 | 346.0861 | 446.07 | 0.162 | 345.655 | 424.2212 | 0 | 754.4787 | 754.4672 | 86951.79 | 67.2727 | 87348.586 | 76151.15 | 73916.586 | 0 | 0 | 73244.086 | 677.0507 | 0 | 0 | 0 | 0 | 73244.086 | 677.0507 | 71282.03 | 70925.625
686 | 2021-01-29 13:00 | 841.6834 |  | 354.85 | 28.1173 | 3.3329 | 0.2 | 68.0848 | 298.6715 | 21.2588 | 0 |  | 841.6834 | 488.1385 | 357.6247 | 0.19475 | 488.1385 | 357.6247 | 0.17254 | 486.3078 | 340.1114 | 0 | 809.8908 | 809.8154 | 93330.72 | 70.012 | 93754.67 | 80922.99 | 78487.664 | 0 | 0 | 77719.805 | 670.9162 | 0 | 0 | 0 | 0 | 77719.805 | 670.9162 | 75579.98 | 75202.0781
687 | 2021-01-29 14:00 | 730.1 |  | 315.0833 | 28.5569 | 3.5767 | 0.2 | 55.8645 | 282.5577 | 33.6351 | 0 |  | 730.1 | 416.9038 | 317.7962 | 0.16893 | 416.9038 | 317.7962 | 0.14967 | 412.6789 | 302.2348 | 0 | 700.6154 | 700.6449 | 80751.54 | 64.404 | 81095.79 | 71423.74 | 69099.18 | 0 | 0 | 68532.586 | 688.0803 | 0 | 0 | 0 | 0 | 68532.586 | 688.0803 | 66750.48 | 66416.7188
688 | 2021-01-29 15:00 | 591.6667 |  | 249.3333 | 28.6745 | 3.0904 | 0.2 | 42.9703 | 273.0207 | 46.6193 | 0 |  | 591.6667 | 344.6182 | 251.706 | 0.1369 | 344.6182 | 251.706 | 0.12129 | 336.7373 | 239.3817 | 0 | 564.5967 | 564.5197 | 65063.734 | 58.2032 | 65193.137 | 58655.344 | 55808.797 | 0 | 0 | 55433.297 | 687.0441 | 0 | 0 | 0 | 0 | 55433.297 | 687.0441 | 54025.527 | 53755.4023
689 | 2021-01-29 16:00 | 420.2833 |  | 172.5167 | 28.4316 | 3.1329 | 0.2 | 29.9604 | 265.6589 | 59.6982 | 0 |  | 420.2833 | 250.1432 | 174.3354 | 0.097248 | 250.1432 | 174.3354 | 0.086157 | 237.844 | 165.8001 | 0 | 395.5713 | 395.5943 | 45593.7 | 49.0842 | 45364.508 | 42060.008 | 40268.78 | 0 | 0 | 40090.566 | 721.6158 | 0 | 0 | 0 | 0 | 40090.566 | 721.6158 | 39037.992 | 38842.8008
690 | 2021-01-29 17:00 | 236.65 |  | 89.2333 | 27.8021 | 3.8733 | 0.2 | 17.0654 | 258.9455 | 72.6575 | 0 |  | 236.65 | 149.6623 | 90.3573 | 0.054758 | 149.6623 | 90.3573 | 0.048513 | 132.0288 | 85.9343 | 0 | 213.6038 | 213.5136 | 24608.363 | 38.5797 | 24008.082 | 23005.082 | 22025.172 | 0 | 0 | 21974.418 | 740.6466 | 0 | 0 | 0 | 0 | 21974.418 | 740.6466 | 21074.176 | 20968.8047
691 | 2021-01-29 18:00 | 28.0167 |  | 27.3667 | 26.9098 | 3.4179 | 0.2 | 4.4639 | 252.091 | 85.3271 | 0 |  | 28.0167 | 0.60848 | 27.148 | 0.0064827 | 0.60848 | 27.148 | 0.0057434 | 0.26534 | 25.8182 | 0 | 25.5618 | 25.5603 | 2945.858 | 28.2271 | 2364.6528 | 2341.6743 | 2261.8096 | 0 | 0 | 2261.205 | 698.5101 | 0 | 0 | 0 | 0 | 2261.205 | 698.5101 | 1902.9315 | 1893.4168701171875
692 | 2021-01-29 19:00 | 0 |  | 0 | 26.3466 | 2.7808 | 0.2
693 | 2021-01-29 20:00 | 0 |  | 0 | 25.848 | 2.1033 | 0.2
694 | 2021-01-29 21:00 | 0 |  | 0 | 25.3494 | 2.1208 | 0.2
695 | 2021-01-29 22:00 | 0 |  | 0 | 24.8509 | 3.0038 | 0.2
696 | 2021-01-29 23:00 | 0 |  | 0 | 24.361 | 4.1633 | 0.2
697 | 2021-01-30 | 0 |  | 0 | 23.9097 | 5.5442 | 0.2
698 | 2021-01-30 01:00 | 0 |  | 0 | 23.3604 | 5.4179 | 0.2
699 | 2021-01-30 02:00 | 0 |  | 0 | 22.8571 | 4.6533 | 0.2
700 | 2021-01-30 03:00 | 0 |  | 0 | 23.0406 | 4.5775 | 0.2
701 | 2021-01-30 04:00 | 0 |  | 0 | 22.8223 | 3.8462 | 0.2
702 | 2021-01-30 05:00 | 1.5667 |  | 1.5667 | 22.2736 | 2.8163 | 0.2 | 0.45848 | 110.1312 | 88.4859 | 0 |  | 1.5667 | 0 | 1.6468 | 0.00036251 | 0 | 1.6468 | 0.00032116 | 0 | 1.5661 | 0 | 1.5348 | 1.5345 | 176.8567 | 22.3548 | 20.6732 | 20.6182 | 20.5516 | 0 | 0 | 20.5507 | 168.5386 | 0 | 0 | 0 | 20.5507 | 0 | 650 | 0 | 0
703 | 2021-01-30 06:00 | 51.3167 |  | 51.3167 | 21.8849 | 2.8758 | 0.2 | 12.921 | 103.073 | 77.6761 | 0 |  | 51.3167 | 0 | 50.9902 | 0.011874 | 0 | 50.9902 | 0.01052 | 0 | 48.492 | 0 | 47.5221 | 47.5221 | 5477.118 | 24.3951 | 4807.813 | 4816.7905 | 4660.3335 | 0 | 0 | 4658.0264 | 733.945 | 0 | 0 | 0 | 0 | 4658.0264 | 733.945 | 4023.955 | 4003.8354
704 | 2021-01-30 07:00 | 124.3333 |  | 124.3333 | 22.5918 | 2.5258 | 0.2 | 25.7374 | 96.349 | 64.8105 | 0 |  | 124.3333 | 0 | 123.5196 | 0.028769 | 0 | 123.5196 | 0.025488 | 0 | 117.4673 | 0 | 115.118 | 115.1202 | 13268.365 | 28.7702 | 12547.508 | 12399.643 | 11808.852 | 0 | 0 | 11794.724 | 753.4567 | 0 | 0 | 0 | 0 | 11794.724 | 753.4567 | 10973.014 | 10918.1484
705 | 2021-01-30 08:00 | 192.5333 |  | 190.2167 | 24.534 | 2.7 | 0.2 | 38.7233 | 89.2531 | 51.777 | 0 |  | 192.5333 | 2.2893 | 189.0737 | 0.04455 | 2.2893 | 189.0737 | 0.039469 | 2.2186 | 179.8097 | 0 | 178.3877 | 178.3896 | 20559.426 | 34.0324 | 19902.67 | 19350.166 | 18718.734 | 0 | 0 | 18682.723 | 746.65 | 0 | 0 | 0 | 0 | 18682.723 | 746.65 | 17773.676 | 17684.8066
706 | 2021-01-30 09:00 | 255.6167 |  | 246.7833 | 25.2863 | 2.4033 | 0.2 | 51.6747 | 80.5876 | 38.7774 | 0 |  | 255.6167 | 8.7727 | 245.4406 | 0.059146 | 8.7727 | 245.4406 | 0.052401 | 8.6484 | 233.415 | 0 | 237.2221 | 237.222 | 27339.973 | 38.0889 | 26780.838 | 25712.615 | 24680.705 | 0 | 0 | 24618.621 | 747.0051 | 0 | 0 | 0 | 0 | 24618.621 | 747.0051 | 23762.117 | 23643.3066
707 | 2021-01-30 10:00 | 304.4333 |  | 294.8667 | 25.753 | 1.9671 | 0.2 | 64.1884 | 67.3166 | 26.2077 | 0 |  | 304.4333 | 9.5322 | 293.4324 | 0.070442 | 9.5322 | 293.4324 | 0.062408 | 9.4774 | 279.0559 | 0 | 282.7627 | 282.7649 | 32589.861 | 41.3194 | 32118.97 | 30529.385 | 29183.53 | 0 | 0 | 29094.736 | 740.0634 | 0 | 0 | 0 | 0 | 29094.736 | 740.0634 | 28201.828 | 28060.8184
708 | 2021-01-30 11:00 | 329.1167 |  | 317.2333 | 26.1401 | 1.3662 | 0.2 | 74.7628 | 38.6903 | 15.4674 | 0 |  | 329.1167 | 11.8696 | 315.8539 | 0.076153 | 11.8696 | 315.8539 | 0.067468 | 11.8473 | 300.3794 | 0 | 305.9821 | 305.9824 | 35265.023 | 43.4515 | 34841.76 | 32894.754 | 31627.736 | 0 | 0 | 31522.8 | 738.042 | 0 | 0 | 0 | 0 | 31522.8 | 738.042 | 30612.217 | 30459.1562
709 | 2021-01-30 12:00 | 338.3833 |  | 323.0167 | 26.4188 | 1.1863 | 0.2 | 76.8889 | 338.1618 | 12.3923 | 0 |  | 338.3833 | 15.3802 | 321.7089 | 0.078297 | 15.3802 | 321.7089 | 0.069368 | 15.3603 | 305.9481 | 0 | 314.8823 | 314.8815 | 36290.16 | 44.3801 | 35885.574 | 33778.55 | 32364.438 | 0 | 0 | 32254.295 | 733.3195 | 0 | 0 | 0 | 0 | 32254.295 | 733.3195 | 31332.396 | 31175.7344
710 | 2021-01-30 13:00 | 297.7167 |  | 288.5833 | 26.5505 | 1.5233 | 0.2 | 67.9499 | 299.3176 | 21.3862 | 0 |  | 297.7167 | 9.1584 | 287.373 | 0.068887 | 9.1584 | 287.373 | 0.061031 | 9.1236 | 273.2946 | 0 | 276.7698 | 276.7709 | 31898.72 | 42.0976 | 31415.732 | 29784.402 | 28629.496 | 0 | 0 | 28544.035 | 739.9913 | 0 | 0 | 0 | 0 | 28544.035 | 739.9913 | 27655.701 | 27517.4238
711 | 2021-01-30 14:00 | 262.7 |  | 260.2 | 26.4038 | 1.4646 | 0.2 | 55.7726 | 283.023 | 33.7206 | 0 |  | 262.7 | 2.5116 | 259.0626 | 0.060785 | 2.5116 | 259.0626 | 0.053853 | 2.486 | 246.3712 | 0 | 243.88 | 243.8786 | 28107.645 | 40.14 | 27560.838 | 26288.887 | 25423.23 | 0 | 0 | 25355.78 | 740.134 | 0 | 0 | 0 | 0 | 25355.78 | 740.134 | 24503.291 | 24380.7754
712 | 2021-01-30 15:00 | 208.9 |  | 205.4667 | 25.8517 | 1.1879 | 0.2 | 42.891 | 273.3835 | 46.6936 | 0 |  | 208.9 | 3.4566 | 204.5 | 0.048337 | 3.4566 | 204.5 | 0.042824 | 3.3772 | 194.4816 | 0 | 193.9017 | 193.8988 | 22347.701 | 36.9112 | 21714.264 | 20919.826 | 20178.79 | 0 | 0 | 20136.607 | 742.4954 | 0 | 0 | 0 | 0 | 20136.607 | 742.4954 | 19225.207 | 19129.0801
713 | 2021-01-30 16:00 | 140.35 |  | 133.5167 | 24.7219 | 1.3975 | 0.2 | 29.8801 | 265.9653 | 59.7741 | 0 |  | 140.35 | 6.8999 | 132.815 | 0.032475 | 6.8999 | 132.815 | 0.028771 | 6.5591 | 126.3083 | 0 | 130.21 | 130.2123 | 15007.382 | 32.0784 | 14295.865 | 13981.114 | 13475.4795 | 0 | 0 | 13456.757 | 746.2553 | 0 | 0 | 0 | 0 | 13456.757 | 746.2553 | 12637.711 | 12574.5225
714 | 2021-01-30 17:00 | 74.0833 |  | 74.0833 | 24.8145 | 1.6975 | 0.2 | 16.9764 | 259.2205 | 72.7426 | 0 |  | 74.0833 | 0 | 73.657 | 0.017142 | 0 | 73.657 | 0.015187 | 0 | 70.0484 | 0 | 68.6474 | 68.6471 | 7911.965 | 28.6402 | 7202.8726 | 7120.0044 | 6866.837 | 0 | 0 | 6861.851 | 737.0878 | 0 | 0 | 0 | 0 | 6861.851 | 737.0878 | 6068.6045 | 6038.2612
715 | 2021-01-30 18:00 | 7.2333 |  | 7.2333 | 25.1752 | 2.1304 | 0.2 | 4.3597 | 252.3493 | 85.4275 | 0 |  | 7.2333 | 0 | 7.2226 | 0.0016737 | 0 | 7.2226 | 0.0014828 | 0 | 6.8686 | 0 | 6.7312 | 6.7311 | 775.772 | 25.543 | 374.3407 | 374.2242 | 366.1413 | 0 | 0 | 366.1213 | 617.5994 | 0 | 0 | 0 | 12.7018 | 353.4194 | 649.9988 | 291.1438 | 289.68804931640625
716 | 2021-01-30 19:00 | 0 |  | 0 | 25.1102 | 3.0742 | 0.2
717 | 2021-01-30 20:00 | 0 |  | 0 | 24.5348 | 2.4758 | 0.2
718 | 2021-01-30 21:00 | 0 |  | 0 | 24.0145 | 3.1313 | 0.2
719 | 2021-01-30 22:00 | 0 |  | 0 | 23.4478 | 3.5508 | 0.2
720 | 2021-01-30 23:00 | 0 |  | 0 | 22.9822 | 3.1387 | 0.2
721 | 2021-01-31 | 0 |  | 0 | 22.6943 | 3.3242 | 0.2
722 | 2021-01-31 01:00 | 0 |  | 0 | 22.2821 | 3.3588 | 0.2
723 | 2021-01-31 02:00 | 0 |  | 0 | 22.002 | 4.0008 | 0.2
724 | 2021-01-31 03:00 | 0 |  | 0 | 21.7589 | 3.0954 | 0.2
725 | 2021-01-31 04:00 | 0 |  | 0 | 21.5968 | 2.405 | 0.2
726 | 2021-01-31 05:00 | 4.9833 |  | 4.9833 | 21.7379 | 1.8533 | 0.2 | 0.28309 | 109.9128 | 88.5763 | 0 |  | 4.9833 | 0 | 5.0683 | 0.0011531 | 0 | 5.0683 | 0.0010216 | 0 | 4.82 | 0 | 4.7236 | 4.7235 | 544.3926 | 21.9992 | 192.9792 | 192.4584 | 190.8822 | 0 | 0 | 190.8749 | 536.2893 | 0 | 0 | 0 | 32.0945 | 158.7804 | 649.9995 | 130.5141 | 129.86154174804688
727 | 2021-01-31 06:00 | 163.75 |  | 82.2 | 22.7441 | 1.65 | 0.2 | 12.7601 | 102.8376 | 77.8347 | 0 |  | 163.75 | 77.7 | 81.6077 | 0.037889 | 77.7 | 81.6077 | 0.033568 | 63.1238 | 77.6035 | 0 | 137.9128 | 137.9441 | 15898.345 | 30.4484 | 15198.576 | 14930.07 | 13829.697 | 0 | 0 | 13810.5205 | 752.7753 | 0 | 0 | 0 | 0 | 13810.5205 | 752.7753 | 12981.355 | 12916.4482
728 | 2021-01-31 07:00 | 378.9167 |  | 119.15 | 24.1184 | 1.895 | 0.2 | 25.5858 | 96.0872 | 64.9593 | 0 |  | 378.9167 | 254.3033 | 119.4763 | 0.087676 | 254.3033 | 119.4763 | 0.077677 | 236.9433 | 113.6177 | 0 | 343.5498 | 343.6962 | 39611.848 | 43.1013 | 39269.645 | 37106.707 | 35181.094 | 0 | 0 | 35052.523 | 736.3546 | 0 | 0 | 0 | 0 | 35052.523 | 736.3546 | 34091.45 | 33920.9922
729 | 2021-01-31 08:00 | 605.5167 |  | 138.5 | 25.8109 | 2.7192 | 0.2 | 38.5747 | 88.9483 | 51.9222 | 0 |  | 605.5167 | 461.5133 | 139.3852 | 0.14011 | 461.5133 | 139.3852 | 0.12413 | 447.1399 | 132.5525 | 0 | 568.0985 | 568.1318 | 65479.59 | 56.0347 | 65615.27 | 59472.656 | 57473.387 | 0 | 0 | 57097.035 | 705.1227 | 0 | 0 | 0 | 0 | 57097.035 | 705.1227 | 55652.336 | 55374.0742
730 | 2021-01-31 09:00 | 791.1667 |  | 190.5833 | 27.4647 | 3.1483 | 0.2 | 51.5191 | 80.2112 | 38.9285 | 0 |  | 791.1667 | 596.4863 | 191.9444 | 0.18306 | 596.4863 | 191.9444 | 0.16219 | 587.9501 | 182.5379 | 0 | 755.0783 | 755.0363 | 87020.25 | 66.8549 | 87415.13 | 76310.734 | 73483.17 | 0 | 0 | 72827.63 | 680.6039 | 0 | 0 | 0 | 0 | 72827.63 | 680.6039 | 70881.79 | 70527.3828
731 | 2021-01-31 10:00 | 921.8 |  | 235.4167 | 28.9227 | 3.2 | 0.2 | 64.006 | 66.8271 | 26.3828 | 0 |  | 921.8 | 683.9419 | 237.1959 | 0.21329 | 683.9419 | 237.1959 | 0.18897 | 679.9574 | 225.5745 | 0 | 887.4213 | 887.436 | 102276.34 | 75.1114 | 102694.42 | 86972.55 | 84767.61 | 0 | 0 | 83824.52 | 654.8863 | 0 | 0 | 0 | 207.9023 | 83616.62 | 659.6575 | 81232.39 | 80826.2266
732 | 2021-01-31 11:00 | 987.25 |  | 292.3 | 30.1029 | 3.0792 | 0.2 | 74.5124 | 38.2064 | 15.7023 | 0 |  | 987.25 | 694.1827 | 294.3654 | 0.22844 | 694.1827 | 294.3654 | 0.20238 | 692.835 | 279.9459 | 0 | 953.3253 | 953.3313 | 109874.25 | 79.9949 | 110235.94 | 91610.74 | 89179.695 | 0 | 0 | 88090.73 | 640.3625 | 0 | 0 | 0 | 1369.6615 | 86721.06 | 654.4689 | 84203.516 | 83782.5
733 | 2021-01-31 12:00 | 986.7833 |  | 304.25 | 30.9882 | 2.2204 | 0.2 | 76.6377 | 338.7162 | 12.6472 | 0 |  | 986.7833 | 683.1743 | 306.7228 | 0.22833 | 683.1743 | 306.7228 | 0.20229 | 682.2568 | 291.7009 | 0 | 954.4784 | 954.4819 | 110006.6 | 82.9309 | 110365.78 | 90662.086 | 87488.06 | 0 | 0 | 86434.53 | 636.8378 | 0 | 0 | 0 | 1920.9722 | 84513.555 | 653.4003 | 82091.14 | 81680.6875
734 | 2021-01-31 13:00 | 919.8333 |  | 308.65 | 31.548 | 1.4646 | 0.2 | 67.8068 | 299.9617 | 21.522 | 0 |  | 919.8333 | 612.9005 | 311.4295 | 0.21284 | 612.9005 | 311.4295 | 0.18856 | 610.5413 | 296.1792 | 0 | 888.586 | 888.4249 | 102396.39 | 81.5874 | 102811.305 | 84916.13 | 82323.5 | 0 | 0 | 81393.65 | 640.2247 | 0 | 0 | 0 | 1333.4131 | 80060.24 | 653.1638 | 77824.8 | 77435.6719
735 | 2021-01-31 14:00 | 800.6333 |  | 257.15 | 31.7805 | 1.6362 | 0.2 | 55.6738 | 283.4916 | 33.813 | 0 |  | 800.6333 | 546.0396 | 260.1091 | 0.18526 | 546.0396 | 260.1091 | 0.16413 | 540.4367 | 247.3735 | 0 | 772.054 | 772.0244 | 88974.94 | 74.9255 | 89380.75 | 75734.98 | 73529.11 | 0 | 0 | 72814.35 | 656.2369 | 0 | 0 | 0 | 81.8384 | 72732.51 | 660.8012 | 70790.36 | 70436.4062
736 | 2021-01-31 15:00 | 623.8166 |  | 209.4667 | 31.6455 | 1.7096 | 0.2 | 42.8054 | 273.7501 | 46.774 | 0 |  | 623.8166 | 417.2007 | 212.2033 | 0.14434 | 417.2007 | 212.2033 | 0.12788 | 407.5719 | 201.8142 | 0 | 597.1984 | 597.0539 | 68812.46 | 64.901 | 69002.23 | 60644.93 | 58695.56 | 0 | 0 | 58280.656 | 686.4619 | 0 | 0 | 0 | 0 | 58280.656 | 686.4619 | 56809.867 | 56525.8203
737 | 2021-01-31 16:00 | 421.8 |  | 161.45 | 31.0657 | 2.3692 | 0.2 | 29.7941 | 266.2752 | 59.8558 | 0 |  | 421.8 | 262.9278 | 163.2501 | 0.097599 | 262.9278 | 163.2501 | 0.086468 | 249.876 | 155.2578 | 0 | 397.0311 | 396.8679 | 45740.22 | 52.5175 | 45513.805 | 41717.69 | 40039.74 | 0 | 0 | 39860.418 | 715.4461 | 0 | 0 | 0 | 0 | 39860.418 | 715.4461 | 38813.37 | 38619.3047
738 | 2021-01-31 17:00 | 208.6667 |  | 102.5667 | 30.1037 | 2.9225 | 0.2 | 16.8818 | 259.4987 | 72.8333 | 0 |  | 208.6667 | 107.7814 | 103.7469 | 0.048283 | 107.7814 | 103.7469 | 0.042776 | 94.9024 | 98.6683 | 0 | 189.6993 | 189.7269 | 21866.56 | 40.104 | 21227.662 | 20234.986 | 19369.742 | 0 | 0 | 19328.18 | 725.1715 | 0 | 0 | 0 | 0 | 19328.18 | 725.1715 | 18416.87 | 18324.7852
739 | 2021-01-31 18:00 | 17.9167 |  | 17.8333 | 28.9238 | 3.0483 | 0.2 | 4.2501 | 252.6105 | 85.5333 | 0 |  | 17.9167 | 0.074579 | 17.7413 | 0.0041457 | 0.074579 | 17.7413 | 0.0036729 | 0.030411 | 16.872 | 0 | 16.5643 | 16.5644 | 1909.0632 | 29.7919 | 1390.4858 | 1372.2957 | 1334.4124 | 0 | 0 | 1334.1848 | 669.6264 | 0 | 0 | 0 | 0 | 1334.1848 | 669.6264 | 1111.2744 | 1105.7181396484375
740 | 2021-01-31 19:00 | 0 |  | 0 | 27.8733 | 3.2758 | 0.2
741 | 2021-01-31 20:00 | 0 |  | 0 | 26.8508 | 2.7204 | 0.2
742 | 2021-01-31 21:00 | 0 |  | 0 | 25.8283 | 1.6679 | 0.2
743 | 2021-01-31 22:00 | 0 |  | 0 | 24.8058 | 1.4517 | 0.2
744 | 2021-01-31 23:00 | 0 |  | 0 | 23.8333 | 1.2242 | 0.2
745 | 2021-02-01 | 0 |  | 0 | 23.1544 | 1.4775 | 0.2
746 | 2021-02-01 01:00 | 0 |  | 0 | 22.4685 | 0.88458 | 0.2
747 | 2021-02-01 02:00 | 0 |  | 0 | 22.0221 | 2.1183 | 0.2
748 | 2021-02-01 03:00 | 0 |  | 0 | 21.6338 | 2.0179 | 0.2
749 | 2021-02-01 04:00 | 0 |  | 0 | 21.367 | 1.3621 | 0.2
750 | 2021-02-01 05:00 | 4.6667 |  | 4.6667 | 21.4635 | 2.0217 | 0.2 | 0.10773 | 109.6885 | 88.6666 | 0 |  | 4.6667 | 0 | 4.7485 | 0.0010798 | 0 | 4.7485 | 0.00095666 | 0 | 4.5159 | 0 | 4.4256 | 4.4255 | 510.0421 | 21.7066 | 169.6502 | 169.1159 | 168.3182 | 0 | 0 | 168.3116 | 499.5464 | 0 | 0 | 0 | 38.6705 | 129.6411 | 649.9994 | 106.527 | 105.99440002441406
751 | 2021-02-01 06:00 | 157.3667 |  | 70.6167 | 22.4086 | 1.9146 | 0.2 | 12.5994 | 102.5965 | 77.993 | 0 |  | 157.3667 | 82.6189 | 70.1313 | 0.036412 | 82.6189 | 70.1313 | 0.03226 | 66.8652 | 66.69 | 0 | 130.8841 | 130.928 | 15089.823 | 29.6335 | 14385.038 | 14166.088 | 13145.208 | 0 | 0 | 13127.787 | 750.1722 | 0 | 0 | 0 | 0 | 13127.787 | 750.1722 | 12318.676 | 12257.082
752 | 2021-02-01 07:00 | 372.6 |  | 110.6333 | 23.6992 | 1.8346 | 0.2 | 25.4344 | 95.8195 | 65.1079 | 0 |  | 372.6 | 256.4514 | 110.9801 | 0.086214 | 256.4514 | 110.9801 | 0.076382 | 238.7757 | 105.5379 | 0 | 337.4273 | 337.4945 | 38896.62 | 42.3908 | 38541.04 | 36502.61 | 34759.71 | 0 | 0 | 34635.8 | 740.5093 | 0 | 0 | 0 | 0 | 34635.8 | 740.5093 | 33680.15 | 33511.7461
753 | 2021-02-01 08:00 | 591.2667 |  | 143.1167 | 25.3283 | 2.3629 | 0.2 | 38.426 | 88.6372 | 52.0675 | 0 |  | 591.2667 | 442.8826 | 144.003 | 0.13681 | 442.8826 | 144.003 | 0.12121 | 428.973 | 136.9441 | 0 | 554.5987 | 554.5794 | 63915.758 | 55.3133 | 64025.64 | 58172.945 | 56293.01 | 0 | 0 | 55933.09 | 706.5266 | 0 | 0 | 0 | 0 | 55933.09 | 706.5266 | 54514.195 | 54241.6211
754 | 2021-02-01 09:00 | 766.7333 |  | 209.1667 | 26.9293 | 1.7412 | 0.2 | 51.3628 | 79.8279 | 39.0801 | 0 |  | 766.7333 | 553.7872 | 210.5007 | 0.17741 | 553.7872 | 210.5007 | 0.15718 | 545.7861 | 200.185 | 0 | 731.0517 | 731.087 | 84262.05 | 67.5918 | 84636.7 | 73682.86 | 70786.03 | 0 | 0 | 70173.984 | 678.6696 | 0 | 0 | 0 | 0 | 70173.984 | 678.6696 | 68330.03 | 67988.375
755 | 2021-02-01 10:00 | 911.85 |  | 244.2667 | 28.3648 | 1.7958 | 0.2 | 63.8218 | 66.3305 | 26.5596 | 0 |  | 911.85 | 665.2413 | 246.0339 | 0.21099 | 665.2413 | 246.0339 | 0.18693 | 661.309 | 233.9795 | 0 | 877.3827 | 877.4083 | 101123.72 | 77.0445 | 101544.82 | 85363.14 | 82887.34 | 0 | 0 | 81983.48 | 650.8632 | 0 | 0 | 0 | 723.5508 | 81259.93 | 661.9349 | 78974.766 | 78579.8906
756 | 2021-02-01 11:00 | 983.55 |  | 290.35 | 29.5505 | 2.4838 | 0.2 | 74.2586 | 37.7176 | 15.9406 | 0 |  | 983.55 | 692.4713 | 292.4352 | 0.22758 | 692.4713 | 292.4352 | 0.20163 | 691.0843 | 278.1103 | 0 | 949.8107 | 949.8123 | 109469.164 | 80.6234 | 109835.71 | 91058.01 | 87853.76 | 0 | 0 | 86808.195 | 643.5037 | 0 | 0 | 0 | 1149.2703 | 85658.93 | 655.074 | 83187.36 | 82771.4219
757 | 2021-02-01 12:00 | 995.05 |  | 289.8833 | 30.4484 | 2.6242 | 0.2 | 76.3795 | 339.2446 | 12.9089 | 0 |  | 995.05 | 705.8701 | 292.4222 | 0.23024 | 705.8701 | 292.4222 | 0.20398 | 704.885 | 278.1009 | 0 | 963.3262 | 963.3243 | 111026.016 | 81.9179 | 111375.44 | 91865.09 | 89150.07 | 0 | 0 | 88055.99 | 637.4878 | 0 | 0 | 0 | 1957.7383 | 86098.25 | 654.6236 | 83607.71 | 83189.6719
758 | 2021-02-01 13:00 | 946.4667 |  | 259.7833 | 31.0416 | 3.0038 | 0.2 | 67.6556 | 300.6032 | 21.6661 | 0 |  | 946.4667 | 688.6588 | 262.7025 | 0.219 | 688.6588 | 262.7025 | 0.19402 | 685.9703 | 249.8389 | 0 | 917.093 | 917.0714 | 105695.18 | 79.2009 | 106090.94 | 88437.72 | 86306.055 | 0 | 0 | 85287.79 | 641.1854 | 0 | 0 | 0 | 1133.2189 | 84154.57 | 653.6577 | 81747.47 | 81338.7344
759 | 2021-02-01 14:00 | 848.8833 |  | 187.0833 | 31.3319 | 4.4183 | 0.2 | 55.5681 | 283.9631 | 33.9124 | 0 |  | 848.8833 | 664.9666 | 189.9301 | 0.19642 | 664.9666 | 189.9301 | 0.17402 | 658.0961 | 180.6315 | 0 | 821.953 | 822.1255 | 94752.195 | 71.814 | 95173.72 | 81582.91 | 79280.99 | 0 | 0 | 78473.92 | 664.0355 | 0 | 0 | 0 | -0.09682 | 78474.016 | 664.2349 | 76303.58 | 75922.0625
760 | 2021-02-01 15:00 | 678.2333 |  | 138.9833 | 31.274 | 4.475 | 0.2 | 42.7137 | 274.1199 | 46.8606 | 0 |  | 678.2333 | 543.0179 | 141.3068 | 0.15693 | 543.0179 | 141.3068 | 0.13904 | 530.4208 | 134.3889 | 0 | 651.5135 | 651.5206 | 75089.09 | 63.2727 | 75366.11 | 66624.65 | 64334.47 | 0 | 0 | 63837.492 | 688.6899 | 0 | 0 | 0 | 0 | 63837.492 | 688.6899 | 62227.348 | 61916.2109
761 | 2021-02-01 16:00 | 461.7 |  | 102.2167 | 30.7373 | 4.7337 | 0.2 | 29.7024 | 266.5882 | 59.9431 | 0 |  | 461.7 | 363.1008 | 104.2 | 0.10683 | 363.1008 | 104.2 | 0.094648 | 344.9807 | 99.0998 | 0 | 435.1989 | 435.2468 | 50163.43 | 51.8638 | 50021.637 | 45953.633 | 44044.71 | 0 | 0 | 43829.793 | 720.0711 | 0 | 0 | 0 | 0 | 43829.793 | 720.0711 | 42688.223 | 42474.7812
762 | 2021-02-01 17:00 | 233.95 |  | 85.2833 | 29.7706 | 5.2588 | 0.2 | 16.7818 | 259.7797 | 72.9293 | 0 |  | 233.95 | 151.0708 | 86.7474 | 0.054133 | 151.0708 | 86.7474 | 0.047959 | 132.8792 | 82.5016 | 0 | 211.0731 | 211.0439 | 24323.44 | 39.7727 | 23719.203 | 22639.455 | 21601.705 | 0 | 0 | 21552.092 | 739.5561 | 0 | 0 | 0 | 0 | 21552.092 | 739.5561 | 20647.889 | 20544.6504
763 | 2021-02-01 18:00 | 20.5167 |  | 20.2833 | 28.5507 | 5.3558 | 0.2 | 4.1353 | 252.8745 | 85.6444 | 0 |  | 20.5167 | 0.20363 | 20.1504 | 0.0047473 | 0.20363 | 20.1504 | 0.0042059 | 0.079977 | 19.1632 | 0 | 18.8583 | 18.8579 | 2173.435 | 29.4405 | 1636.4878 | 1615.87 | 1571.7323 | 0 | 0 | 1571.4235 | 679.2134 | 0 | 0 | 0 | 0 | 1571.4235 | 679.2134 | 1312.3478 | 1305.7860107421875
764 | 2021-02-01 19:00 | 0 |  | 0 | 27.5191 | 4.035 | 0.2
765 | 2021-02-01 20:00 | 0 |  | 0 | 26.5268 | 3.3267 | 0.2
766 | 2021-02-01 21:00 | 0 |  | 0 | 25.5345 | 3.3767 | 0.2
767 | 2021-02-01 22:00 | 0 |  | 0 | 24.5422 | 2.8421 | 0.2
768 | 2021-02-01 23:00 | 0 |  | 0 | 23.621 | 2.3067 | 0.2
769 | 2021-02-02 | 0 |  | 0 | 23.1222 | 1.2825 | 0.2
770 | 2021-02-02 01:00 | 0 |  | 0 | 22.6151 | 0.6775 | 0.2
771 | 2021-02-02 02:00 | 0 |  | 0 | 22.2812 | 0.79333 | 0.2
772 | 2021-02-02 03:00 | 0 |  | 0 | 21.9908 | 1.8967 | 0.2
773 | 2021-02-02 04:00 | 0 |  | 0 | 21.7881 | 1.5275 | 0.2
774 | 2021-02-02 05:00 | 1.3667 |  | 1.3667 | 21.7904 | 1.5862 | 0.2 | -0.067531 | 109.4583 | 88.7571 | 0 |  | 1.3667 | 0 | 1.4423 | 0.00031623 | 0 | 1.4423 | 0 | 0 | 1.3716 | 0 | 1.3442 | 1.3441 | 154.9154 | 21.8657 | 15.8717 | 15.8221 | 15.7724 | 0 | 0 | 15.7717 | 147.6855 | 0 | 0 | 0 | 15.7717 | 0 | 650 | 0 | 0
775 | 2021-02-02 06:00 | 58.65 |  | 58.6 | 22.1593 | 1.8442 | 0.2 | 12.439 | 102.3496 | 78.151 | 0 |  | 58.65 | 0.047598 | 58.1881 | 0.013571 | 0.047598 | 58.1881 | 0.012023 | 0.038372 | 55.337 | 0 | 54.2678 | 54.2684 | 6254.5933 | 25.1635 | 5569.0596 | 5566.057 | 5380.773 | 0 | 0 | 5377.729 | 736.7703 | 0 | 0 | 0 | 0 | 5377.729 | 736.7703 | 4681.7295 | 4658.3208
776 | 2021-02-02 07:00 | 184.1 |  | 169.2833 | 22.9249 | 3.0375 | 0.2 | 25.2832 | 95.546 | 65.2562 | 0 |  | 184.1 | 14.5045 | 170.4429 | 0.042598 | 14.5045 | 170.4429 | 0.03774 | 13.4951 | 162.0926 | 0 | 172.0759 | 172.0818 | 19832.848 | 31.9478 | 19167.342 | 18757.988 | 18001.664 | 0 | 0 | 17969.18 | 754.5388 | 0 | 0 | 0 | 0 | 17969.18 | 754.5388 | 17064.898 | 16979.5742
777 | 2021-02-02 08:00 | 514.75 |  | 233.1333 | 24.3666 | 4.4442 | 0.2 | 38.2772 | 88.3199 | 52.2127 | 0 |  | 514.75 | 278.3159 | 233.3465 | 0.11911 | 278.3159 | 233.3465 | 0.10552 | 269.5011 | 221.909 | 0 | 481.5819 | 481.5595 | 55501.406 | 48.0511 | 55460.85 | 51622.168 | 49182.12 | 0 | 0 | 48928.07 | 734.5226 | 0 | 0 | 0 | 0 | 48928.07 | 734.5226 | 47667.68 | 47429.3438
778 | 2021-02-02 09:00 | 504.8833 |  | 336 | 25.6568 | 4.5475 | 0.2 | 51.2059 | 79.4378 | 39.2323 | 0 |  | 504.8833 | 167.7462 | 335.3828 | 0.11682 | 167.7462 | 335.3828 | 0.1035 | 165.2994 | 318.9487 | 0 | 474.5631 | 474.5902 | 54697.254 | 48.889 | 54641.984 | 50726.06 | 49019.38 | 0 | 0 | 48762.43 | 725.8687 | 0 | 0 | 0 | 0 | 48762.43 | 725.8687 | 47505.855 | 47268.3242
779 | 2021-02-02 10:00 | 1046.7667 |  | 118.0667 | 27.5884 | 5.22 | 0.2 | 63.6357 | 65.8271 | 26.7381 | 0 |  | 1046.7667 | 925.4887 | 118.8805 | 0.24221 | 925.4887 | 118.8805 | 0.21459 | 919.9376 | 113.0562 | 0 | 1012.334 | 1012.4007 | 116683.57 | 75.6541 | 116956.24 | 98815.72 | 95522.79 | 0 | 0 | 94338.08 | 653.1965 | 0 | 0 | 0 | 577.5522 | 93760.53 | 661.2347 | 90928.734 | 90474.0859
780 | 2021-02-02 11:00 | 602.8 |  | 439.0667 | 28.294 | 5.6458 | 0.2 | 74.0014 | 37.2244 | 16.1825 | 0 |  | 602.8 | 163.5701 | 439.359 | 0.13948 | 163.5701 | 439.359 | 0.12357 | 163.2321 | 417.8353 | 0 | 569.446 | 569.4435 | 65628.43 | 54.8107 | 65768.42 | 59879.617 | 57945.273 | 0 | 0 | 57568.324 | 708.7953 | 0 | 0 | 0 | 0 | 57568.324 | 708.7953 | 56113.22 | 55832.6523
781 | 2021-02-02 12:00 | 606.6 |  | 486.5833 | 28.6427 | 6.2096 | 0.2 | 76.1146 | 339.7477 | 13.1771 | 0 |  | 606.6 | 120.1436 | 487.3253 | 0.14036 | 120.1436 | 487.3253 | 0.12435 | 119.9693 | 463.4546 | 0 | 571.7554 | 571.7276 | 65892.07 | 54.5915 | 66036.17 | 60166.63 | 58138.715 | 0 | 0 | 57761.93 | 712.2296 | 0 | 0 | 0 | 0 | 57761.93 | 712.2296 | 56302.555 | 56021.043
782 | 2021-02-02 13:00 | 587.75 |  | 428.3333 | 28.8378 | 6.1792 | 0.2 | 67.4964 | 301.2412 | 21.8185 | 0 |  | 587.75 | 159.8862 | 429.2078 | 0.136 | 159.8862 | 429.2078 | 0.12049 | 159.2527 | 408.1856 | 0 | 556.0896 | 556.0596 | 64087.01 | 54.1105 | 64201.184 | 58590.605 | 57163.844 | 0 | 0 | 56793.145 | 708.0038 | 0 | 0 | 0 | 0 | 56793.145 | 708.0038 | 55355.168 | 55078.3906
783 | 2021-02-02 14:00 | 644.2333 |  | 328.8833 | 29.1284 | 5.6346 | 0.2 | 55.4554 | 284.437 | 34.0187 | 0 |  | 644.2333 | 316.8853 | 330.6104 | 0.14907 | 316.8853 | 330.6104 | 0.13207 | 313.5869 | 314.42 | 0 | 615.4468 | 615.3896 | 70924.945 | 57.7993 | 71147.234 | 64124.91 | 62139.383 | 0 | 0 | 61691.188 | 699.929 | 0 | 0 | 0 | 0 | 61691.188 | 699.929 | 60146.113 | 59845.3828
784 | 2021-02-02 15:00 | 502.05 |  | 291.6833 | 29.1495 | 6.6113 | 0.2 | 42.6158 | 274.493 | 46.9533 | 0 |  | 502.05 | 211.8597 | 293.2305 | 0.11617 | 211.8597 | 293.2305 | 0.10292 | 206.9179 | 278.8715 | 0 | 476.0736 | 476.1564 | 54878.19 | 50.3693 | 54826.074 | 50643.88 | 48490.004 | 0 | 0 | 48232.297 | 721.9246 | 0 | 0 | 0 | 0 | 48232.297 | 721.9246 | 46987.953 | 46753.0117
785 | 2021-02-02 16:00 | 442 |  | 129.15 | 28.961 | 5.5512 | 0.2 | 29.605 | 266.9043 | 60.0361 | 0 |  | 442 | 316.0502 | 131.3249 | 0.10227 | 316.0502 | 131.3249 | 0.090609 | 300.1889 | 124.8966 | 0 | 416.5838 | 416.5456 | 48006.9 | 48.4415 | 47823.93 | 44440.926 | 42902.426 | 0 | 0 | 42700.516 | 722.3433 | 0 | 0 | 0 | 0 | 42700.516 | 722.3433 | 41585.656 | 41377.7305
786 | 2021-02-02 17:00 | 214.2167 |  | 94.2 | 28.3337 | 3.9454 | 0.2 | 16.6763 | 260.0636 | 73.0307 | 0 |  | 214.2167 | 121.9979 | 95.3622 | 0.049567 | 121.9979 | 95.3622 | 0.043914 | 107.1863 | 90.6943 | 0 | 193.923 | 193.8292 | 22340.137 | 38.0856 | 21707.633 | 20829.951 | 19813.05 | 0 | 0 | 19772.068 | 743.5623 | 0 | 0 | 0 | 0 | 19772.068 | 743.5623 | 18860.33 | 18766.0273
787 | 2021-02-02 18:00 | 12.1 |  | 12.1 | 27.3965 | 3.7 | 0.2 | 4.0151 | 253.1411 | 85.7607 | 0 |  | 12.1 | 0 | 12.0887 | 0.0027998 | 0 | 12.0887 | 0.0024805 | 0 | 11.4962 | 0 | 11.2663 | 11.2669 | 1298.5504 | 27.9697 | 832.0398 | 826.6504 | 804.6165 | 0 | 0 | 804.5277 | 648.364 | 0 | 0 | 0 | 1.7606 | 802.7671 | 658.7249 | 664.6714 | 661.3480224609375
788 | 2021-02-02 19:00 | 0 |  | 0 | 26.4981 | 3.4583 | 0.2
789 | 2021-02-02 20:00 | 0 |  | 0 | 25.6141 | 1.8979 | 0.2
790 | 2021-02-02 21:00 | 0 |  | 0 | 24.7301 | 1.2404 | 0.2
791 | 2021-02-02 22:00 | 0 |  | 0 | 23.8698 | 0.92917 | 0.2
792 | 2021-02-02 23:00 | 0 |  | 0 | 23.1776 | 0.36375 | 0.2
793 | 2021-02-03 | 0 |  | 0 | 22.6406 | 0.61125 | 0.2
794 | 2021-02-03 01:00 | 0 |  | 0 | 22.1406 | 0.48958 | 0.2
795 | 2021-02-03 02:00 | 0 |  | 0 | 21.8295 | 0.23875 | 0.2
796 | 2021-02-03 03:00 | 0 |  | 0 | 21.5617 | 0.18792 | 0.2
797 | 2021-02-03 04:00 | 0 |  | 0 | 21.3848 | 0.14917 | 0.2
798 | 2021-02-03 05:00 | 4.1833 |  | 4.1833 | 21.4972 | 0.37333 | 0.2 | -0.24262 | 109.2223 | 88.8475 | 0 |  | 4.1833 | 0 | 4.2765 | 0.00096796 | 0 | 4.2765 | 0 | 0 | 4.067 | 0 | 3.9856 | 3.9857 | 459.3492 | 21.7331 | 137.9634 | 137.5178 | 137.0133 | 0 | 0 | 137.0077 | 444.2658 | 0 | 0 | 0 | 51.9699 | 85.0379 | 649.9995 | 69.8409 | 69.4917
799 | 2021-02-03 06:00 | 162.7 |  | 88.0333 | 22.3438 | 0.48708 | 0.2 | 12.2789 | 102.0971 | 78.3086 | 0 |  | 162.7 | 71.0489 | 87.3514 | 0.037647 | 71.0489 | 87.3514 | 0.033353 | 57.0468 | 83.0655 | 0 | 137.31 | 137.2899 | 15822.524 | 30.4282 | 15121.69 | 14856.524 | 13774.171 | 0 | 0 | 13755.359 | 754.8501 | 0 | 0 | 0 | 0 | 13755.359 | 754.8501 | 12927.734 | 12863.0957
800 | 2021-02-03 07:00 | 375.2833 |  | 110.95 | 23.4432 | 0.56042 | 0.2 | 25.1322 | 95.2669 | 65.4042 | 0 |  | 375.2833 | 258.7592 | 111.2945 | 0.086835 | 258.7592 | 111.2945 | 0.076932 | 240.5778 | 105.8369 | 0 | 339.4865 | 339.7227 | 39153.19 | 43.3812 | 38802.46 | 36628.65 | 35007.54 | 0 | 0 | 34879.965 | 735.7828 | 0 | 0 | 0 | 0 | 34879.965 | 735.7828 | 33921.117 | 33751.5117
801 | 2021-02-03 08:00 | 609.5833 |  | 133.9667 | 24.8941 | 0.98375 | 0.2 | 38.1283 | 87.9966 | 52.3579 | 0 |  | 609.5833 | 470.0588 | 134.8578 | 0.14105 | 470.0588 | 134.8578 | 0.12496 | 455.0456 | 128.2471 | 0 | 571.6268 | 571.8875 | 65911.37 | 57.8174 | 66053.11 | 59489.594 | 57212.605 | 0 | 0 | 56839.383 | 702.3424 | 0 | 0 | 0 | 0 | 56839.383 | 702.3424 | 55400.38 | 55123.3789
802 | 2021-02-03 09:00 | 809.7333 |  | 157.4167 | 26.373 | 1.3 | 0.2 | 51.0482 | 79.0412 | 39.3851 | 0 |  | 809.7333 | 647.9554 | 158.6809 | 0.18736 | 647.9554 | 158.6809 | 0.16599 | 638.413 | 150.9049 | 0 | 773.5315 | 773.5019 | 89146.21 | 70.2671 | 89554.32 | 77216.41 | 74430.33 | 0 | 0 | 73745.984 | 672.3266 | 0 | 0 | 0 | 0 | 73745.984 | 672.3266 | 71764.33 | 71405.5078
803 | 2021-02-03 10:00 | 1013.9833 |  | 146.5333 | 27.6504 | 1.0396 | 0.2 | 63.4478 | 65.3174 | 26.9184 | 0 |  | 1013.9833 | 864.4956 | 147.2584 | 0.23462 | 864.4956 | 147.2584 | 0.20786 | 859.2339 | 140.0436 | 0 | 979.2919 | 979.2957 | 112868.016 | 83.885 | 113197.01 | 92640.37 | 90301.48 | 0 | 0 | 89155.01 | 629.9832 | 0 | 0 | 0 | 2907.4158 | 86247.59 | 650.3051 | 83750.586 | 83331.8359
804 | 2021-02-03 11:00 | 475.5 |  | 396.4167 | 27.7288 | 0.88875 | 0.2 | 73.7406 | 36.7277 | 16.4278 | 0 |  | 475.5 | 79.0089 | 400.2735 | 0.11002 | 79.0089 | 400.2735 | 0.097477 | 78.8405 | 380.6657 | 0 | 450.316 | 450.3119 | 51899.117 | 53.7654 | 51790.84 | 47295.285 | 45617.164 | 0 | 0 | 45384.453 | 712.4412 | 0 | 0 | 0 | 0 | 45384.453 | 712.4412 | 44206.344 | 43985.3125
805 | 2021-02-03 12:00 | 404.55 |  | 379.2833 | 27.484 | 0.75 | 0.2 | 75.8431 | 340.2261 | 13.4516 | 0 |  | 404.55 | 25.295 | 382.8766 | 0.093607 | 25.295 | 382.8766 | 0.082932 | 25.2568 | 364.1217 | 0 | 381.591 | 381.584 | 43978.676 | 49.6865 | 43718.41 | 40455.63 | 39206.285 | 0 | 0 | 39038.055 | 722.0079 | 0 | 0 | 0 | 0 | 39038.055 | 722.0079 | 38010.812 | 37820.7578
806 | 2021-02-03 13:00 | 467.7 |  | 428.2 | 27.3499 | 0.87417 | 0.2 | 67.3291 | 301.8751 | 21.9791 | 0 |  | 467.7 | 39.6191 | 433.2475 | 0.10822 | 39.6191 | 433.2475 | 0.095878 | 39.4597 | 412.0266 | 0 | 442.4566 | 442.4338 | 50991.766 | 52.948 | 50866.117 | 46578.25 | 45294.59 | 0 | 0 | 45065.457 | 713.1408 | 0 | 0 | 0 | 0 | 45065.457 | 713.1408 | 43894.824 | 43675.3477
807 | 2021-02-03 14:00 | 334.9 |  | 319.15 | 26.9897 | 0.96042 | 0.2 | 55.3357 | 284.9129 | 34.132 | 0 |  | 334.9 | 15.828 | 317.898 | 0.077491 | 15.828 | 317.898 | 0.068654 | 15.662 | 302.3248 | 0 | 311.6271 | 311.6259 | 35916.14 | 44.9489 | 35504.676 | 33358.74 | 32064.924 | 0 | 0 | 31955.955 | 734.4271 | 0 | 0 | 0 | 0 | 31955.955 | 734.4271 | 31038.617 | 30883.4258
808 | 2021-02-03 15:00 | 230.4833 |  | 202.25 | 26.4542 | 1.3958 | 0.2 | 42.5118 | 274.8689 | 47.0522 | 0 |  | 230.4833 | 28.4369 | 203.3533 | 0.053331 | 28.4369 | 203.3533 | 0.047249 | 27.7697 | 193.3917 | 0 | 216.7381 | 216.7364 | 24979.621 | 38.6999 | 24383.842 | 23361.469 | 22703.807 | 0 | 0 | 22649.697 | 737.6605 | 0 | 0 | 0 | 0 | 22649.697 | 737.6605 | 21757.518 | 21648.7305
809 | 2021-02-03 16:00 | 164.2833 |  | 161.7833 | 25.8498 | 1.775 | 0.2 | 29.5019 | 267.2232 | 60.1348 | 0 |  | 164.2833 | 2.526 | 161.015 | 0.038013 | 2.526 | 161.015 | 0.033678 | 2.3985 | 153.1271 | 0 | 152.4151 | 152.4117 | 17565.75 | 34.3138 | 16875.566 | 16389.186 | 15831.696 | 0 | 0 | 15805.974 | 745.5895 | 0 | 0 | 0 | 0 | 15805.974 | 745.5895 | 14930.682 | 14856.0283
810 | 2021-02-03 17:00 | 96.1333 |  | 88.7667 | 25.1834 | 1.4646 | 0.2 | 16.5655 | 260.3502 | 73.1375 | 0 |  | 96.1333 | 7.4908 | 89.1248 | 0.022244 | 7.4908 | 89.1248 | 0.019707 | 6.5735 | 84.7583 | 0 | 89.5051 | 89.5018 | 10315.231 | 30.2245 | 9591.343 | 9434.031 | 9060.216 | 0 | 0 | 9051.638 | 740.6058 | 0 | 0 | 0 | 0 | 9051.638 | 740.6058 | 8189.821 | 8148.8716
811 | 2021-02-03 18:00 | 3.55 |  | 3.55 | 24.4671 | 1.3033 | 0.2 | 3.8897 | 253.4102 | 85.8822 | 0 |  | 3.55 | 0 | 3.5758 | 0.00082142 | 0 | 3.5758 | 0.00072774 | 0 | 3.4005 | 0 | 3.3325 | 3.333 | 384.1382 | 24.6562 | 96.8479 | 96.8128 | 96.4678 | 0 | 0 | 96.4638 | 363.7093 | 0 | 0 | 0 | 79.3416 | 17.1222 | 649.9995 | 14.0515 | 13.981245040893555
812 | 2021-02-03 19:00 | 0 |  | 0 | 23.7577 | 0.76375 | 0.2
813 | 2021-02-03 20:00 | 0 |  | 0 | 22.9732 | 1.0475 | 0.2
814 | 2021-02-03 21:00 | 0 |  | 0 | 22.5997 | 1.1025 | 0.2
815 | 2021-02-03 22:00 | 0 |  | 0 | 22.0471 | 0.69917 | 0.2
816 | 2021-02-03 23:00 | 0 |  | 0 | 21.051 | 1.32 | 0.2
817 | 2021-02-04 | 0 |  | 0 | 20.6522 | 1.7096 | 0.2
818 | 2021-02-04 01:00 | 0 |  | 0 | 19.2571 | 2.0483 | 0.2
819 | 2021-02-04 02:00 | 0 |  | 0 | 19.6901 | 2.1 | 0.2
820 | 2021-02-04 03:00 | 0 |  | 0 | 20.1754 | 2.2088 | 0.2
821 | 2021-02-04 04:00 | 0 |  | 0 | 20.1509 | 2.7871 | 0.2
822 | 2021-02-04 05:00 | 1.1 |  | 1.1 | 20.1551 | 2.2912 | 0.2 | -0.41748 | 108.9806 | 88.9379 | 0 |  | 1.1 | 0 | 1.1682 | 0.00025452 | 0 | 1.1682 | 0 | 0 | 1.111 | 0 | 1.0887 | 1.0887 | 125.4808 | 20.2141 | 10.427 | 10.3771 | 10.3377 | 0 | 0 | 10.3373 | 122.0654 | 0 | 0 | 0 | 10.3373 | 0 | 650 | 0 | 0
823 | 2021-02-04 06:00 | 62.8833 |  | 62.3833 | 20.5097 | 2.1975 | 0.2 | 12.1191 | 101.8391 | 78.4658 | 0 |  | 62.8833 | 0.47556 | 61.919 | 0.01455 | 0.47556 | 61.919 | 0.012891 | 0.38026 | 58.8849 | 0 | 58.0798 | 58.0825 | 6693.8086 | 23.6738 | 6000.7188 | 6025.4565 | 5816.1855 | 0 | 0 | 5812.678 | 743.7078 | 0 | 0 | 0 | 0 | 5812.678 | 743.7078 | 5083.929 | 5058.5098
824 | 2021-02-04 07:00 | 157.8333 |  | 152.85 | 20.9742 | 2.6854 | 0.2 | 24.9815 | 94.9822 | 65.5519 | 0 |  | 157.8333 | 4.8782 | 151.7908 | 0.03652 | 4.8782 | 151.7908 | 0.032356 | 4.5321 | 144.3527 | 0 | 145.9072 | 145.9051 | 16815.938 | 28.7481 | 16118.716 | 15932.579 | 15205.029 | 0 | 0 | 15182.28 | 761.5805 | 0 | 0 | 0 | 0 | 15182.28 | 761.5805 | 14319.408 | 14247.8105
825 | 2021-02-04 08:00 | 221.5167 |  | 215.3833 | 21.4108 | 2.5412 | 0.2 | 37.9794 | 87.6675 | 52.5031 | 0 |  | 221.5167 | 6.0619 | 214.0787 | 0.051256 | 6.0619 | 214.0787 | 0.04541 | 5.8666 | 203.5892 | 0 | 205.2668 | 205.2694 | 23658.043 | 32.4196 | 23042.922 | 22521.203 | 21689.79 | 0 | 0 | 21643.111 | 757.8106 | 0 | 0 | 0 | 0 | 21643.111 | 757.8106 | 20739.691 | 20635.9922
826 | 2021-02-04 09:00 | 289.3 |  | 273.9667 | 21.841 | 1.9663 | 0.2 | 50.8898 | 78.6383 | 39.5386 | 0 |  | 289.3 | 15.2316 | 272.4881 | 0.06694 | 15.2316 | 272.4881 | 0.059306 | 15.0051 | 259.1372 | 0 | 268.6595 | 268.6654 | 30964.273 | 36.6317 | 30465.176 | 29392.371 | 28254.252 | 0 | 0 | 28173.729 | 751.8598 | 0 | 0 | 0 | 0 | 28173.729 | 751.8598 | 27288.74 | 27152.2969
827 | 2021-02-04 10:00 | 353.4667 |  | 336.7333 | 21.908 | 2.0279 | 0.2 | 63.2578 | 64.8016 | 27.1005 | 0 |  | 353.4667 | 16.6772 | 335.1375 | 0.081787 | 16.6772 | 335.1375 | 0.07246 | 16.5742 | 318.7177 | 0 | 328.5861 | 328.5909 | 37871.1 | 39.9471 | 37495.637 | 35806.996 | 34432.96 | 0 | 0 | 34311.57 | 745.9133 | 0 | 0 | 0 | 0 | 34311.57 | 745.9133 | 33360.234 | 33193.4336
828 | 2021-02-04 11:00 | 348.2333 |  | 333.0333 | 22.4112 | 3.7563 | 0.2 | 73.4764 | 36.2278 | 16.6767 | 0 |  | 348.2333 | 15.1866 | 331.6064 | 0.080576 | 15.1866 | 331.6064 | 0.071387 | 15.1532 | 315.3603 | 0 | 323.9032 | 323.9031 | 37330.547 | 38.8482 | 36944.992 | 35406.516 | 34357.03 | 0 | 0 | 34236.523 | 744.937 | 0 | 0 | 0 | 0 | 34236.523 | 744.937 | 33286.2 | 33119.7695
829 | 2021-02-04 12:00 | 391.6 |  | 367.5833 | 22.8722 | 3.3292 | 0.2 | 75.5652 | 340.6803 | 13.7322 | 0 |  | 391.6 | 24.0451 | 370.9319 | 0.090611 | 24.0451 | 370.9319 | 0.080277 | 24.0073 | 352.762 | 0 | 369.2339 | 369.2457 | 42556.273 | 41.9779 | 42268.9 | 40112.766 | 38284.047 | 0 | 0 | 38134.03 | 745.4573 | 0 | 0 | 0 | 0 | 38134.03 | 745.4573 | 37128.645 | 36943.0039
830 | 2021-02-04 13:00 | 401.4667 |  | 375 | 23.0937 | 3.1758 | 0.2 | 67.1539 | 302.5041 | 22.1479 | 0 |  | 401.4667 | 26.5484 | 378.7249 | 0.092894 | 26.5484 | 378.7249 | 0.0823 | 26.4398 | 360.1739 | 0 | 378.8815 | 378.887 | 43666.62 | 42.8355 | 43400.38 | 41077.39 | 39601.453 | 0 | 0 | 39437.523 | 740.1672 | 0 | 0 | 0 | 0 | 39437.523 | 740.1672 | 38400.652 | 38208.6484
831 | 2021-02-04 14:00 | 331.4667 |  | 316.1667 | 23.079 | 2.9171 | 0.2 | 55.2092 | 285.3904 | 34.2522 | 0 |  | 331.4667 | 15.3772 | 314.9229 | 0.076697 | 15.3772 | 314.9229 | 0.06795 | 15.2145 | 299.4954 | 0 | 308.4157 | 308.4127 | 35545.824 | 39.3391 | 35127.68 | 33608.51 | 31928.152 | 0 | 0 | 31820.139 | 734.4664 | 0 | 0 | 0 | 0 | 31820.139 | 734.4664 | 30904.902 | 30750.377
832 | 2021-02-04 15:00 | 213.45 |  | 209.7667 | 23.0385 | 2.2767 | 0.2 | 42.4016 | 275.2474 | 47.1572 | 0 |  | 213.45 | 3.7103 | 208.7979 | 0.049389 | 3.7103 | 208.7979 | 0.043757 | 3.6227 | 198.5691 | 0 | 198.1479 | 198.1514 | 22837.2 | 33.7942 | 22210.482 | 21612.889 | 20762.416 | 0 | 0 | 20719.121 | 753.2022 | 0 | 0 | 0 | 0 | 20719.121 | 753.2022 | 19809.549 | 19710.502
833 | 2021-02-04 16:00 | 162.1333 |  | 158.2333 | 22.6778 | 2.5596 | 0.2 | 29.3932 | 267.5447 | 60.239 | 0 |  | 162.1333 | 3.9412 | 157.4751 | 0.037515 | 3.9412 | 157.4751 | 0.033237 | 3.741 | 149.7606 | 0 | 150.4316 | 150.4315 | 17337.818 | 30.7389 | 16645.523 | 16350.709 | 15566.214 | 0 | 0 | 15541.82 | 754.2536 | 0 | 0 | 0 | 0 | 15541.82 | 754.2536 | 14671.566 | 14598.209
834 | 2021-02-04 17:00 | 71.9333 |  | 71.9 | 22.4615 | 2.6292 | 0.2 | 16.4492 | 260.6393 | 73.2497 | 0 |  | 71.9333 | 0.033904 | 71.487 | 0.016644 | 0.033904 | 71.487 | 0.014746 | 0.029714 | 67.9847 | 0 | 66.6541 | 66.6537 | 7682.0664 | 26.022 | 6975.466 | 6953.047 | 6680.557 | 0 | 0 | 6675.935 | 742.8749 | 0 | 0 | 0 | 0 | 6675.935 | 742.8749 | 5892.623 | 5863.1602
835 | 2021-02-04 18:00 | 6.2833 |  | 6.2833 | 22.1822 | 1.6342 | 0.2 | 3.759 | 253.6817 | 86.0089 | 0 |  | 6.2833 | 0 | 6.3238 | 0.0014539 | 0 | 6.3238 | 0.0012881 | 0 | 6.0138 | 0 | 5.8935 | 5.8944 | 679.356 | 22.5116 | 295.1916 | 295.0413 | 290.3546 | 0 | 0 | 290.3413 | 604.538 | 0 | 0 | 0 | 15.1898 | 275.1515 | 649.9997 | 226.4668 | 225.3345
836 | 2021-02-04 19:00 | 0 |  | 0 | 21.7952 | 0.78958 | 0.2
837 | 2021-02-04 20:00 | 0 |  | 0 | 21.3923 | 1.1321 | 0.2
838 | 2021-02-04 21:00 | 0 |  | 0 | 20.9893 | 1.7725 | 0.2
839 | 2021-02-04 22:00 | 0 |  | 0 | 20.5864 | 1.6654 | 0.2
840 | 2021-02-04 23:00 | 0 |  | 0 | 20.2025 | 1.2042 | 0.2
841 | 2021-02-05 | 0 |  | 0 | 19.9332 | 0.78875 | 0.2
842 | 2021-02-05 01:00 | 0 |  | 0 | 19.6741 | 1.1279 | 0.2
843 | 2021-02-05 02:00 | 0 |  | 0 | 19.5027 | 2.8375 | 0.2
844 | 2021-02-05 03:00 | 0 |  | 0 | 19.352 | 3.6025 | 0.2
845 | 2021-02-05 04:00 | 0 |  | 0 | 19.2493 | 2.6179 | 0.2
846 | 2021-02-05 05:00 | 3.95 |  | 3.95 | 19.3805 | 2.6225 | 0.2 | -0.59203 | 108.7332 | 89.0283 | 0 |  | 3.95 | 0 | 4.0563 | 0.00091397 | 0 | 4.0563 | 0 | 0 | 3.8576 | 0 | 3.7804 | 3.7803 | 435.693 | 19.5825 | 124.2703 | 123.6038 | 123.0986 | 0 | 0 | 123.0937 | 423.228 | 0 | 0 | 0 | 56.8029 | 66.2908 | 649.9996 | 54.4325 | 54.16035842895508
847 | 2021-02-05 06:00 | 140.2833 |  | 68.35 | 20.3474 | 2.8758 | 0.2 | 11.9597 | 101.5756 | 78.6226 | 0 |  | 140.2833 | 68.3871 | 67.8565 | 0.03246 | 68.3871 | 67.8565 | 0.028758 | 54.45 | 64.5267 | 0 | 116.5972 | 116.5221 | 13429.427 | 26.5022 | 12714.911 | 12645.567 | 11601.117 | 0 | 0 | 11587.954 | 761.3238 | 0 | 0 | 0 | 0 | 11587.954 | 761.3238 | 10758.338 | 10704.5459
848 | 2021-02-05 07:00 | 373.7667 |  | 92.3 | 21.8337 | 2.4413 | 0.2 | 24.8311 | 94.692 | 65.6992 | 0 |  | 373.7667 | 275.5251 | 92.6695 | 0.086484 | 275.5251 | 92.6695 | 0.076621 | 255.789 | 88.125 | 0 | 337.0357 | 337.2259 | 38866.082 | 40.002 | 38510.168 | 36748.902 | 34761.887 | 0 | 0 | 34640.047 | 746.324 | 0 | 0 | 0 | 0 | 34640.047 | 746.324 | 33684.336 | 33515.9141
849 | 2021-02-05 08:00 | 548.1834 |  | 183.7833 | 23.2571 | 2.1508 | 0.2 | 37.8304 | 87.3326 | 52.6483 | 0 |  | 548.1834 | 360.1701 | 184.582 | 0.12684 | 360.1701 | 184.582 | 0.11238 | 348.4718 | 175.5344 | 0 | 513.5261 | 513.6329 | 59196.98 | 51.2975 | 59224.18 | 54537.51 | 52510.043 | 0 | 0 | 52211.355 | 722.3419 | 0 | 0 | 0 | 0 | 52211.355 | 722.3419 | 50875.99 | 50621.6094
850 | 2021-02-05 09:00 | 671.9833 |  | 297.35 | 24.5037 | 2.2354 | 0.2 | 50.7307 | 78.2293 | 39.6927 | 0 |  | 671.9833 | 372.1663 | 298.1148 | 0.15549 | 372.1663 | 298.1148 | 0.13776 | 366.579 | 283.5059 | 0 | 637.0833 | 637.1931 | 73438.72 | 59.1559 | 73695.67 | 66101.695 | 63629.68 | 0 | 0 | 63168.16 | 701.969 | 0 | 0 | 0 | 0 | 63168.16 | 701.969 | 61581.934 | 61274.0234
851 | 2021-02-05 10:00 | 674.1333 |  | 348.4833 | 25.487 | 2.6208 | 0.2 | 63.066 | 64.2802 | 27.2844 | 0 |  | 674.1333 | 324.5764 | 349.0854 | 0.15599 | 324.5764 | 349.0854 | 0.1382 | 322.5417 | 331.9822 | 0 | 641.4334 | 641.4642 | 73931.55 | 59.765 | 74195.87 | 66416.945 | 63308.098 | 0 | 0 | 62848.64 | 703.0673 | 0 | 0 | 0 | 0 | 62848.64 | 703.0673 | 61273.777 | 60967.4102
852 | 2021-02-05 11:00 | 756.9334 |  | 429.3833 | 26.3531 | 3.2071 | 0.2 | 73.2088 | 35.7255 | 16.929 | 0 |  | 756.9334 | 327.2802 | 430.5396 | 0.17514 | 327.2802 | 430.5396 | 0.15517 | 326.5374 | 409.4488 | 0 | 721.2665 | 721.26 | 83126.84 | 63.8807 | 83495.22 | 73682.27 | 71585.05 | 0 | 0 | 70973.73 | 688.4868 | 0 | 0 | 0 | 0 | 70973.73 | 688.4868 | 69099.305 | 68753.8125
853 | 2021-02-05 12:00 | 760.1834 |  | 421.7333 | 27.0059 | 3.9062 | 0.2 | 75.2812 | 341.111 | 14.0188 | 0 |  | 760.1834 | 338.8723 | 423.4019 | 0.1759 | 338.8723 | 423.4019 | 0.15584 | 338.3192 | 402.6638 | 0 | 726.1633 | 726.105 | 83688.4 | 63.6027 | 84060.664 | 74252.41 | 72182.17 | 0 | 0 | 71555.24 | 685.8146 | 0 | 0 | 0 | 0 | 71555.24 | 685.8146 | 69658.55 | 69310.25
854 | 2021-02-05 13:00 | 685.5333 |  | 417.0667 | 27.383 | 4.7417 | 0.2 | 66.9708 | 303.1276 | 22.3248 | 0 |  | 685.5333 | 269.3157 | 418.978 | 0.15862 | 269.3157 | 418.978 | 0.14053 | 268.1958 | 398.4588 | 0 | 653.3215 | 653.2583 | 75290.57 | 59.0801 | 75572.875 | 67815.875 | 65279.184 | 0 | 0 | 64788.504 | 701.6561 | 0 | 0 | 0 | 0 | 64788.504 | 701.6561 | 63144.12 | 62828.3984
855 | 2021-02-05 14:00 | 653.2167 |  | 358.4333 | 27.5838 | 5.6 | 0.2 | 55.0757 | 285.8691 | 34.3794 | 0 |  | 653.2167 | 296.2962 | 360.2659 | 0.15115 | 296.2962 | 360.2659 | 0.13391 | 293.1344 | 342.6234 | 0 | 623.0427 | 622.8946 | 71790.59 | 56.65 | 72025.03 | 65169.21 | 62541.44 | 0 | 0 | 62101.734 | 708.8692 | 0 | 0 | 0 | 0 | 62101.734 | 708.8692 | 60547.805 | 60245.0664
856 | 2021-02-05 15:00 | 520.35 |  | 289.6167 | 27.5227 | 4.7342 | 0.2 | 42.2853 | 275.6283 | 47.2682 | 0 |  | 520.35 | 232.4512 | 291.1855 | 0.1204 | 232.4512 | 291.1855 | 0.10667 | 226.9271 | 276.9268 | 0 | 493.7768 | 493.762 | 56907.934 | 51.489 | 56893.637 | 52360.082 | 50376.19 | 0 | 0 | 50096.355 | 718.5924 | 0 | 0 | 0 | 0 | 50096.355 | 718.5924 | 48809.15 | 48565.1055
857 | 2021-02-05 16:00 | 399.1333 |  | 174.5167 | 27.1396 | 3.8292 | 0.2 | 29.2788 | 267.8688 | 60.3489 | 0 |  | 399.1333 | 227.0331 | 176.3768 | 0.092354 | 227.0331 | 176.3768 | 0.081822 | 215.4206 | 167.7419 | 0 | 375.4992 | 375.5249 | 43280.195 | 46.1331 | 43006.793 | 40257.863 | 38694.965 | 0 | 0 | 38534.38 | 732.2214 | 0 | 0 | 0 | 0 | 38534.38 | 732.2214 | 37519.305 | 37331.707
858 | 2021-02-05 17:00 | 191.6667 |  | 104.55 | 26.3479 | 3.6758 | 0.2 | 16.3277 | 260.9309 | 73.3671 | 0 |  | 191.6667 | 88.6494 | 105.2436 | 0.044349 | 88.6494 | 105.2436 | 0.039291 | 77.5879 | 100.0909 | 0 | 174.1252 | 174.1675 | 20073.367 | 35.2187 | 19411.656 | 18797.803 | 18125.932 | 0 | 0 | 18091.527 | 745.0588 | 0 | 0 | 0 | 0 | 18091.527 | 745.0588 | 17186.26 | 17100.3281
859 | 2021-02-05 18:00 | 11.8333 |  | 11.8333 | 25.3149 | 3.4896 | 0.2 | 3.6233 | 253.9555 | 86.1407 | 0 |  | 11.8333 | 0 | 11.8487 | 0.0027381 | 0 | 11.8487 | 0.0024258 | 0 | 11.268 | 0 | 11.0427 | 11.0433 | 1272.7953 | 25.8822 | 808.8939 | 807.3545 | 784.2034 | 0 | 0 | 784.1205 | 653.3013 | 0 | 0 | 0 | 0.791 | 783.3295 | 658.2668 | 648.4357 | 645.1935424804688
860 | 2021-02-05 19:00 | 0 |  | 0 | 24.4457 | 3.1662 | 0.2
861 | 2021-02-05 20:00 | 0 |  | 0 | 23.638 | 2.6292 | 0.2
862 | 2021-02-05 21:00 | 0 |  | 0 | 22.9851 | 2.2758 | 0.2
863 | 2021-02-05 22:00 | 0 |  | 0 | 22.2851 | 2.2896 | 0.2
864 | 2021-02-05 23:00 | 0 |  | 0 | 21.5945 | 1.8388 | 0.2
865 | 2021-02-06 | 0 |  | 0 | 21.036 | 2.0846 | 0.2
866 | 2021-02-06 01:00 | 0 |  | 0 | 20.4889 | 2.5183 | 0.2
867 | 2021-02-06 02:00 | 0 |  | 0 | 20.1286 | 3.5079 | 0.2
868 | 2021-02-06 03:00 | 0 |  | 0 | 19.7987 | 3.3325 | 0.2
869 | 2021-02-06 04:00 | 0 |  | 0 | 19.5958 | 2.01 | 0.2
870 | 2021-02-06 05:00 | 2.6667 |  | 2.6667 | 19.6462 | 1.155 | 0.2 | -0.76623 | 108.4802 | 89.1186 | 0 |  | 2.6667 | 0 | 2.786 | 0.00061703 | 0 | 2.786 | 0 | 0 | 2.6495 | 0 | 2.5966 | 2.5964 | 299.2289 | 19.7946 | 58.903 | 58.5985 | 58.4174 | 0 | 0 | 58.415 | 283.5776 | 0 | 0 | 0 | 58.415 | 0 | 650 | 0 | 0
871 | 2021-02-06 06:00 | 113.5 |  | 86.0833 | 20.3315 | 0.78792 | 0.2 | 11.8008 | 101.3069 | 78.7789 | 0 |  | 113.5 | 26.0533 | 85.2728 | 0.026262 | 26.0533 | 85.2728 | 0.023267 | 20.6529 | 81.0909 | 0 | 99.709 | 99.743 | 11495.392 | 26.1251 | 10772.047 | 10731.395 | 10137.261 | 0 | 0 | 10126.984 | 754.3235 | 0 | 0 | 0 | 0 | 10126.984 | 754.3235 | 9264.19 | 9217.8691
872 | 2021-02-06 07:00 | 267.8333 |  | 207.0333 | 21.3343 | 0.925 | 0.2 | 24.681 | 94.3965 | 65.8461 | 0 |  | 267.8333 | 59.5162 | 205.8031 | 0.061973 | 59.5162 | 205.8031 | 0.054905 | 55.2117 | 195.7145 | 0 | 245.9076 | 245.9602 | 28347.695 | 35.5321 | 27805.186 | 26912.498 | 25627.523 | 0 | 0 | 25562.068 | 757.2125 | 0 | 0 | 0 | 0 | 25562.068 | 757.2125 | 24706.777 | 24583.2441
873 | 2021-02-06 08:00 | 532.6834 |  | 208.2667 | 22.6305 | 0.73875 | 0.2 | 37.6814 | 86.9922 | 52.7935 | 0 |  | 532.6834 | 320.6647 | 208.6151 | 0.12326 | 320.6647 | 208.6151 | 0.1092 | 310.1617 | 198.3899 | 0 | 498.3805 | 498.5106 | 57455.74 | 51.6513 | 57451.297 | 52838.273 | 50703.387 | 0 | 0 | 50423.797 | 720.9324 | 0 | 0 | 0 | 0 | 50423.797 | 720.9324 | 49129.1 | 48883.457
874 | 2021-02-06 09:00 | 549.2833 |  | 368.1333 | 23.4272 | 0.74833 | 0.2 | 50.5708 | 77.8145 | 39.8475 | 0 |  | 549.2833 | 179.9667 | 367.3977 | 0.1271 | 179.9667 | 367.3977 | 0.1126 | 177.2387 | 349.3947 | 0 | 516.1008 | 516.16 | 59488.63 | 53.4623 | 59521.867 | 54425.09 | 52629.56 | 0 | 0 | 52322.816 | 714.262 | 0 | 0 | 0 | 0 | 52322.816 | 714.262 | 50984.926 | 50730
875 | 2021-02-06 10:00 | 460.7333 |  | 378.1667 | 23.6932 | 1.145 | 0.2 | 62.8721 | 63.7535 | 27.4702 | 0 |  | 460.7333 | 82.2992 | 381.7219 | 0.10661 | 82.2992 | 381.7219 | 0.094449 | 81.7755 | 363.022 | 0 | 435.9015 | 435.9026 | 50238.414 | 48.6045 | 50098.355 | 46544.523 | 45038.125 | 0 | 0 | 44820.387 | 726.4897 | 0 | 0 | 0 | 0 | 44820.387 | 726.4897 | 43655.504 | 43437.2266
876 | 2021-02-06 11:00 | 298.3333 |  | 268.0167 | 23.579 | 1.8571 | 0.2 | 72.9378 | 35.2214 | 17.1849 | 0 |  | 298.3333 | 30.2936 | 269.5344 | 0.06903 | 30.2936 | 269.5344 | 0.061158 | 30.2226 | 256.3304 | 0 | 280.822 | 280.8239 | 32365.64 | 39.1161 | 31890.791 | 30527.666 | 29555.842 | 0 | 0 | 29465.129 | 741.8848 | 0 | 0 | 0 | 0 | 29465.129 | 741.8848 | 28569.408 | 28426.5605
877 | 2021-02-06 12:00 | 658.8166 |  | 486.1167 | 24.3192 | 2.3112 | 0.2 | 74.9911 | 341.519 | 14.3111 | 0 |  | 658.8166 | 172.9269 | 486.8899 | 0.15244 | 172.9269 | 486.8899 | 0.13506 | 172.6333 | 463.0409 | 0 | 622.9607 | 622.8951 | 71791.875 | 58.0772 | 72026.92 | 64853.45 | 62571.91 | 0 | 0 | 62120.26 | 701.9265 | 0 | 0 | 0 | 0 | 62120.26 | 701.9265 | 60565.934 | 60263.1055
878 | 2021-02-06 13:00 | 676.3166 |  | 466.9833 | 24.9507 | 2.4071 | 0.2 | 66.78 | 303.7449 | 22.5098 | 0 |  | 676.3166 | 210.0113 | 467.9461 | 0.15649 | 210.0113 | 467.9461 | 0.13864 | 209.1226 | 445.027 | 0 | 641.0666 | 641.03 | 73880.24 | 59.5403 | 74144.34 | 66424.79 | 63923.18 | 0 | 0 | 63448.113 | 698.6337 | 0 | 0 | 0 | 0 | 63448.113 | 698.6337 | 61851.902 | 61542.6445
879 | 2021-02-06 14:00 | 802.9 |  | 242.7333 | 25.5761 | 3.5908 | 0.2 | 54.9353 | 286.3486 | 34.5134 | 0 |  | 802.9 | 563.093 | 245.7585 | 0.18578 | 563.093 | 245.7585 | 0.16459 | 557.0287 | 233.726 | 0 | 774.9397 | 774.9277 | 89311.81 | 65.1982 | 89719.17 | 78790.34 | 76267.57 | 0 | 0 | 75566.75 | 684.7061 | 0 | 0 | 0 | 0 | 75566.75 | 684.7061 | 73513.27 | 73145.7109
880 | 2021-02-06 15:00 | 691.7833 |  | 122.0667 | 25.889 | 4.3096 | 0.2 | 42.1629 | 276.0113 | 47.3854 | 0 |  | 691.7833 | 574.0278 | 124.3235 | 0.16007 | 574.0278 | 124.3235 | 0.14181 | 560.2917 | 118.2375 | 0 | 664.9586 | 664.9 | 76629.32 | 58.7915 | 76925.58 | 69082.55 | 66878.06 | 0 | 0 | 66355.29 | 698.1107 | 0 | 0 | 0 | 0 | 66355.29 | 698.1107 | 64653.836 | 64330.5664
881 | 2021-02-06 16:00 | 382.7833 |  | 187.2167 | 25.6667 | 4.3154 | 0.2 | 29.1588 | 268.1951 | 60.4643 | 0 |  | 382.7833 | 197.707 | 189.0968 | 0.088571 | 197.707 | 189.0968 | 0.07847 | 187.5232 | 179.8391 | 0 | 360.015 | 359.915 | 41480.09 | 43.4724 | 41172.42 | 38880.023 | 37471.17 | 0 | 0 | 37324.28 | 739.1122 | 0 | 0 | 0 | 0 | 37324.28 | 739.1122 | 36336.19 | 36154.5117
882 | 2021-02-06 17:00 | 219.9333 |  | 91.1167 | 25.0712 | 3.5971 | 0.2 | 16.2009 | 261.2246 | 73.4897 | 0 |  | 219.9333 | 131.1332 | 92.2822 | 0.050889 | 131.1332 | 92.2822 | 0.045086 | 114.6049 | 87.7652 | 0 | 198.3228 | 198.3469 | 22860.2 | 35.2098 | 22235.158 | 21534.014 | 20502.783 | 0 | 0 | 20460.1 | 753.7067 | 0 | 0 | 0 | 0 | 20460.1 | 753.7067 | 19549.52 | 19451.7715
883 | 2021-02-06 18:00 | 22.0333 |  | 21.2833 | 24.241 | 2.4396 | 0.2 | 3.4825 | 254.2316 | 86.2775 | 0 |  | 22.0333 | 0.55948 | 21.7544 | 0.0050982 | 0.55948 | 21.7544 | 0.0045168 | 0.19745 | 20.6881 | 0 | 20.4679 | 20.4689 | 2359.146 | 25.3438 | 1810.4606 | 1808.5647 | 1736.667 | 0 | 0 | 1736.3071 | 690.202 | 0 | 0 | 0 | 0 | 1736.3071 | 690.202 | 1452.7134 | 1445.4498291015625
884 | 2021-02-06 19:00 | 0 |  | 0 | 23.7664 | 2.9613 | 0.2
885 | 2021-02-06 20:00 | 0 |  | 0 | 23.3844 | 2.4067 | 0.2
886 | 2021-02-06 21:00 | 0 |  | 0 | 23.1329 | 1.5946 | 0.2
887 | 2021-02-06 22:00 | 0 |  | 0 | 22.804 | 0.87667 | 0.2
888 | 2021-02-06 23:00 | 0 |  | 0 | 22.4931 | 1.1838 | 0.2
889 | 2021-02-07 | 0 |  | 0 | 22.3809 | 1.5 | 0.2
890 | 2021-02-07 01:00 | 0 |  | 0 | 22.1374 | 1.3121 | 0.2
891 | 2021-02-07 02:00 | 0 |  | 0 | 21.6519 | 1.6233 | 0.2
892 | 2021-02-07 03:00 | 0 |  | 0 | 21.1087 | 1.5646 | 0.2
893 | 2021-02-07 04:00 | 0 |  | 0 | 21.8521 | 1.3362 | 0.2
894 | 2021-02-07 05:00 | 0.68333 |  | 0.68333 | 21.5403 | 1.8096 | 0.2 | -0.94 | 108.2219 | 89.2087 | 0 |  | 0.68333 | 0 | 0.7331 | 0.00015811 | 0 | 0.7331 | 0 | 0 | 0.69719 | 0 | 0.68324 | 0.68326 | 78.7478 | 21.5781 | 4.1133 | 4.0992 | 4.0851 | 0 | 0 | 4.0849 | 75.9561 | 0 | 0 | 0 | 4.0849 | 0 | 650 | 0 | 0
895 | 2021-02-07 06:00 | 37.7667 |  | 37.7667 | 22.4293 | 1.9846 | 0.2 | 11.6423 | 101.033 | 78.9346 | 0 |  | 37.7667 | 0 | 37.5546 | 0.0087387 | 0 | 37.5546 | 0.0077421 | 0 | 35.7148 | 0 | 35.0005 | 34.9999 | 4033.8643 | 24.3545 | 3406.5725 | 3413.3416 | 3296.0725 | 0 | 0 | 3294.8843 | 721.2391 | 0 | 0 | 0 | 0 | 3294.8843 | 721.2391 | 2804.5461 | 2790.5234
896 | 2021-02-07 07:00 | 73.4167 |  | 73.4167 | 22.8944 | 2.5579 | 0.2 | 24.5312 | 94.0958 | 65.9927 | 0 |  | 73.4167 | 0 | 72.9755 | 0.016988 | 0 | 72.9755 | 0.01505 | 0 | 69.4002 | 0 | 68.0122 | 68.0123 | 7838.4976 | 26.5392 | 7130.2026 | 7095.4976 | 6825.324 | 0 | 0 | 6820.475 | 742.5536 | 0 | 0 | 0 | 0 | 6820.475 | 742.5536 | 6029.384 | 5999.2368
897 | 2021-02-07 08:00 | 125.45 |  | 125.45 | 23.2773 | 2.9483 | 0.2 | 37.5322 | 86.6464 | 52.9387 | 0 |  | 125.45 | 0 | 124.7087 | 0.029027 | 0 | 124.7087 | 0.025717 | 0 | 118.5986 | 0 | 116.2267 | 116.2281 | 13395.6875 | 29.3964 | 12675.318 | 12501.912 | 12021.594 | 0 | 0 | 12006.878 | 749.9756 | 0 | 0 | 0 | 0 | 12006.878 | 749.9756 | 11194.109 | 11138.1387
898 | 2021-02-07 09:00 | 159.5333 |  | 158.3833 | 23.6679 | 2.8308 | 0.2 | 50.41 | 77.394 | 40.0029 | 0 |  | 159.5333 | 1.1426 | 157.5037 | 0.036914 | 1.1426 | 157.5037 | 0.032704 | 1.1251 | 149.7869 | 0 | 147.8937 | 147.8938 | 17045.363 | 31.4958 | 16350.24 | 16021.893 | 15498.66 | 0 | 0 | 15474.302 | 750.3902 | 0 | 0 | 0 | 0 | 15474.302 | 750.3902 | 14605.389 | 14532.3613
899 | 2021-02-07 10:00 | 219.25 |  | 217.5167 | 24.0876 | 1.7808 | 0.2 | 62.6762 | 63.222 | 27.658 | 0 |  | 219.25 | 1.7278 | 216.416 | 0.050731 | 1.7278 | 216.416 | 0.044946 | 1.7167 | 205.813 | 0 | 203.379 | 203.3798 | 23440.877 | 35.379 | 22822.736 | 22097.08 | 21060.723 | 0 | 0 | 21015.426 | 749.9503 | 0 | 0 | 0 | 0 | 21015.426 | 749.9503 | 20107.393 | 20006.8555
900 | 2021-02-07 11:00 | 252.6167 |  | 233.5 | 24.413 | 1.5758 | 0.2 | 72.6635 | 34.7158 | 17.4442 | 0 |  | 252.6167 | 19.1033 | 234.5649 | 0.058452 | 19.1033 | 234.5649 | 0.051786 | 19.0571 | 223.0739 | 0 | 237.2885 | 237.288 | 27347.512 | 37.7105 | 26788.396 | 25751.732 | 24932.926 | 0 | 0 | 24868.693 | 743.9447 | 0 | 0 | 0 | 0 | 24868.693 | 743.9447 | 24018.018 | 23897.9277
901 | 2021-02-07 12:00 | 251.95 |  | 246.3833 | 24.6252 | 1.5467 | 0.2 | 74.6952 | 341.905 | 14.609 | 0 |  | 251.95 | 5.5744 | 245.3034 | 0.058298 | 5.5744 | 245.3034 | 0.051649 | 5.5645 | 233.2856 | 0 | 234.0731 | 234.0738 | 26977.158 | 37.76 | 26412.254 | 25384.75 | 24370.764 | 0 | 0 | 24309.988 | 746.237 | 0 | 0 | 0 | 0 | 24309.988 | 746.237 | 23446.695 | 23329.4609
902 | 2021-02-07 13:00 | 231.8 |  | 229.4 | 24.6122 | 2.2346 | 0.2 | 66.5815 | 304.3555 | 22.7026 | 0 |  | 231.8 | 2.408 | 228.369 | 0.053635 | 2.408 | 228.369 | 0.047519 | 2.3976 | 217.181 | 0 | 215.187 | 215.186 | 24801.107 | 36.315 | 24202.744 | 23366.223 | 22325.314 | 0 | 0 | 22274.371 | 748.5103 | 0 | 0 | 0 | 0 | 22274.371 | 748.5103 | 21377.447 | 21270.5586
903 | 2021-02-07 14:00 | 204.3333 |  | 202.6167 | 25.0023 | 2.1508 | 0.2 | 54.7882 | 286.8285 | 34.6544 | 0 |  | 204.3333 | 1.7258 | 201.6559 | 0.04728 | 1.7258 | 201.6559 | 0.041888 | 1.707 | 191.7767 | 0 | 189.614 | 189.6143 | 21853.393 | 35.3537 | 21213.322 | 20539.303 | 19724.1 | 0 | 0 | 19684.314 | 749.2287 | 0 | 0 | 0 | 0 | 19684.314 | 749.2287 | 18772.588 | 18678.7246
904 | 2021-02-07 15:00 | 150.9167 |  | 150.1667 | 25.0364 | 2.0663 | 0.2 | 42.0345 | 276.3961 | 47.5086 | 0 |  | 150.9167 | 0.75577 | 149.3837 | 0.03492 | 0.75577 | 149.3837 | 0.030938 | 0.73755 | 142.0652 | 0 | 139.9467 | 139.9464 | 16128.852 | 32.7058 | 15425.764 | 15056.658 | 14402.818 | 0 | 0 | 14381.838 | 749.8463 | 0 | 0 | 0 | 0 | 14381.838 | 749.8463 | 13537.566 | 13469.8779
905 | 2021-02-07 16:00 | 77.9333 |  | 77.9333 | 24.6207 | 1.3775 | 0.2 | 29.0333 | 268.5236 | 60.5853 | 0 |  | 77.9333 | 0 | 77.455 | 0.018033 | 0 | 77.455 | 0.015976 | 0 | 73.6601 | 0 | 72.1869 | 72.1869 | 8319.766 | 28.7027 | 7606.757 | 7517.9897 | 7217.4326 | 0 | 0 | 7211.9434 | 739.3104 | 0 | 0 | 0 | 0 | 7211.9434 | 739.3104 | 6401.7363 | 6369.7275
906 | 2021-02-07 17:00 | 41.0833 |  | 41.0833 | 24.5589 | 1.5 | 0.2 | 16.0689 | 261.5206 | 73.6176 | 0 |  | 41.0833 | 0 | 40.7982 | 0.0095061 | 0 | 40.7982 | 0.008422 | 0 | 38.7992 | 0 | 38.0232 | 38.0235 | 4382.3086 | 26.6971 | 3743.201 | 3723.3833 | 3595.8608 | 0 | 0 | 3594.4297 | 719.3893 | 0 | 0 | 0 | 0 | 3594.4297 | 719.3893 | 3069.54 | 3054.1924
907 | 2021-02-07 18:00 | 2.3167 |  | 2.3167 | 24.3746 | 1.1912 | 0.2 | 3.3367 | 254.5097 | 86.4193 | 0 |  | 2.3167 | 0 | 2.3575 | 0.00053604 | 0 | 2.3575 | 0.00047491 | 0 | 2.242 | 0 | 2.1971 | 2.1974 | 253.2576 | 24.5 | 42.2928 | 42.272 | 42.122 | 0 | 0 | 42.1203 | 240.8192 | 0 | 0 | 0 | 42.1203 | 0 | 650 | 0 | 0
908 | 2021-02-07 19:00 | 0 |  | 0 | 23.8508 | 0.81292 | 0.2
909 | 2021-02-07 20:00 | 0 |  | 0 | 22.8132 | 0.95167 | 0.2
910 | 2021-02-07 21:00 | 0 |  | 0 | 22.3958 | 0.4275 | 0.2
911 | 2021-02-07 22:00 | 0 |  | 0 | 21.1575 | 0.46208 | 0.2
912 | 2021-02-07 23:00 | 0 |  | 0 | 20.8366 | 0.47333 | 0.2
913 | 2021-02-08 | 0 |  | 0 | 21.5825 | 0.83542 | 0.2
914 | 2021-02-08 01:00 | 0 |  | 0 | 20.9709 | 0.99667 | 0.2
915 | 2021-02-08 02:00 | 0 |  | 0 | 20.1806 | 1.6208 | 0.2
916 | 2021-02-08 03:00 | 0 |  | 0 | 19.3637 | 1.9346 | 0.2
917 | 2021-02-08 04:00 | 0 |  | 0 | 19.6083 | 2.4925 | 0.2
918 | 2021-02-08 05:00 | 0.73333 |  | 0.73333 | 19.8001 | 3.3388 | 0.2 | -1.1133 | 107.9581 | 89.2988 | 0 |  | 0.73333 | 0 | 0.7876 | 0.00016968 | 0 | 0.7876 | 0 | 0 | 0.74903 | 0 | 0.73405 | 0.73406 | 84.603 | 19.838 | 4.7446 | 4.7202 | 4.706 | 0 | 0 | 4.7058 | 81.5082 | 0 | 0 | 0 | 4.7058 | 0 | 650 | 0 | 0
919 | 2021-02-08 06:00 | 77.7333 |  | 68.1667 | 20.3148 | 2.3671 | 0.2 | 11.4843 | 100.754 | 79.0897 | 0 |  | 77.7333 | 9.0826 | 68.63 | 0.017986 | 9.0826 | 68.63 | 0.015935 | 7.1342 | 65.2686 | 0 | 70.9548 | 70.9603 | 8178.5757 | 24.1507 | 7466.951 | 7486.299 | 7196.1323 | 0 | 0 | 7190.845 | 751.04 | 0 | 0 | 0 | 0 | 7190.845 | 751.04 | 6381.5957 | 6349.688
920 | 2021-02-08 07:00 | 64.2333 |  | 64.1167 | 20.4482 | 2.475 | 0.2 | 24.3817 | 93.7901 | 66.1389 | 0 |  | 64.2333 | 0.1142 | 63.7382 | 0.014863 | 0.1142 | 63.7382 | 0.013168 | 0.10578 | 60.6156 | 0 | 59.5069 | 59.507 | 6858.2617 | 23.6492 | 6162.625 | 6188.4307 | 5928.7554 | 0 | 0 | 5925.1514 | 745.2557 | 0 | 0 | 0 | 0 | 5925.1514 | 745.2557 | 5188.5073 | 5162.5645
921 | 2021-02-08 08:00 | 45.1333 |  | 45.1333 | 20.4216 | 2.0558 | 0.2 | 37.383 | 86.2954 | 53.0839 | 0 |  | 45.1333 | 0 | 44.8724 | 0.010443 | 0 | 44.8724 | 0.0092522 | 0 | 42.674 | 0 | 41.8206 | 41.8205 | 4819.9155 | 22.7146 | 4167.548 | 4197.0396 | 4051.5088 | 0 | 0 | 4049.7678 | 734.1766 | 0 | 0 | 0 | 0 | 4049.7678 | 734.1766 | 3475.5571 | 3458.1792
922 | 2021-02-08 09:00 | 150.25 |  | 139.2333 | 20.7353 | 1.3042 | 0.2 | 50.2485 | 76.9681 | 40.1591 | 0 |  | 150.25 | 10.9459 | 139.4918 | 0.034766 | 10.9459 | 139.4918 | 0.030801 | 10.7768 | 132.6581 | 0 | 140.5661 | 140.567 | 16200.825 | 28.7105 | 15498.342 | 15320.237 | 14739.374 | 0 | 0 | 14717.541 | 755.1872 | 0 | 0 | 0 | 0 | 14717.541 | 755.1872 | 13865.104 | 13795.7783
923 | 2021-02-08 10:00 | 476.5667 |  | 386.45 | 21.4515 | 1.0646 | 0.2 | 62.4783 | 62.686 | 27.8476 | 0 |  | 476.5667 | 89.8355 | 386.2881 | 0.11027 | 89.8355 | 386.2881 | 0.097695 | 89.2465 | 367.3622 | 0 | 447.4765 | 447.4828 | 51573.906 | 47.1183 | 51459.39 | 48044.652 | 46234.566 | 0 | 0 | 46008.375 | 731.3183 | 0 | 0 | 0 | 0 | 46008.375 | 731.3183 | 44815.676 | 44591.5977
924 | 2021-02-08 11:00 | 403.0833 |  | 379.7667 | 22.042 | 0.7275 | 0.2 | 72.3858 | 34.2094 | 17.7069 | 0 |  | 403.0833 | 23.3018 | 378.2098 | 0.093268 | 23.3018 | 378.2098 | 0.082631 | 23.2438 | 359.6805 | 0 | 375.2658 | 375.2649 | 43250.965 | 43.8992 | 42976.785 | 40534.46 | 39350.36 | 0 | 0 | 39186.66 | 735.1082 | 0 | 0 | 0 | 0 | 39186.66 | 735.1082 | 38155.836 | 37965.0547
925 | 2021-02-08 12:00 | 586.7833 |  | 413.0167 | 22.6931 | 0.52583 | 0.2 | 74.3937 | 342.2697 | 14.9122 | 0 |  | 586.7833 | 174.0189 | 413.7525 | 0.13577 | 174.0189 | 413.7525 | 0.12029 | 173.699 | 393.4858 | 0 | 555.8411 | 555.8598 | 64064.71 | 55.3675 | 64177.996 | 58308.6 | 56175.11 | 0 | 0 | 55822.32 | 711.9174 | 0 | 0 | 0 | 0 | 55822.32 | 711.9174 | 54405.89 | 54133.8594
926 | 2021-02-08 13:00 | 629.1 |  | 407.0167 | 23.2058 | 0.51208 | 0.2 | 66.3754 | 304.9589 | 22.9032 | 0 |  | 629.1 | 222.8375 | 408.943 | 0.14556 | 222.8375 | 408.943 | 0.12896 | 221.8595 | 388.9155 | 0 | 598.5595 | 598.5419 | 68981.69 | 58.4111 | 69175.17 | 62210.258 | 60439.465 | 0 | 0 | 60014.23 | 700.2068 | 0 | 0 | 0 | 0 | 60014.23 | 700.2068 | 58505.52 | 58212.9922
927 | 2021-02-08 14:00 | 878.1834 |  | 145.0167 | 24.0103 | 0.63542 | 0.2 | 54.6342 | 287.3084 | 34.8022 | 0 |  | 878.1834 | 737.1366 | 147.3629 | 0.2032 | 737.1366 | 147.3629 | 0.18003 | 729.04 | 140.1484 | 0 | 851.8046 | 851.7864 | 98171.09 | 73.8306 | 98593.29 | 83872.22 | 81483.07 | 0 | 0 | 80618.1 | 658.9808 | 0 | 0 | 0 | 80.3879 | 80537.71 | 662.093 | 78282.54 | 77891.125
928 | 2021-02-08 15:00 | 654.15 |  | 164.0833 | 24.4596 | 1.0208 | 0.2 | 41.9 | 276.7826 | 47.6379 | 0 |  | 654.15 | 493.899 | 166.7743 | 0.15136 | 493.899 | 166.7743 | 0.1341 | 481.9031 | 158.6104 | 0 | 627.7032 | 627.7158 | 72346.12 | 60.536 | 72586.266 | 64776.746 | 61959.78 | 0 | 0 | 61511.766 | 698.1242 | 0 | 0 | 0 | 0 | 61511.766 | 698.1242 | 59970.566 | 59670.7148
929 | 2021-02-08 16:00 | 429.8333 |  | 129.65 | 24.515 | 1.4983 | 0.2 | 28.9023 | 268.8541 | 60.7117 | 0 |  | 429.8333 | 303.585 | 131.8517 | 0.099457 | 303.585 | 131.8517 | 0.088115 | 287.7098 | 125.3978 | 0 | 404.8454 | 404.6297 | 46636.152 | 47.2703 | 46426.91 | 43302.887 | 41463.35 | 0 | 0 | 41277.72 | 729.609 | 0 | 0 | 0 | 0 | 41277.72 | 729.609 | 40196.723 | 39995.7383
930 | 2021-02-08 17:00 | 226.8833 |  | 98.7833 | 24.1944 | 1.595 | 0.2 | 15.9317 | 261.8186 | 73.7505 | 0 |  | 226.8833 | 130.509 | 99.9813 | 0.052498 | 130.509 | 99.9813 | 0.046511 | 113.7004 | 95.0875 | 0 | 204.6122 | 204.5824 | 23577.998 | 35.6491 | 22963.049 | 22208.084 | 21252.098 | 0 | 0 | 21204.736 | 747.3735 | 0 | 0 | 0 | 0 | 21204.736 | 747.3735 | 20297.9 | 20196.4121
931 | 2021-02-08 18:00 | 42.5167 |  | 35.5167 | 23.6107 | 2.5708 | 0.2 | 3.1859 | 254.79 | 86.566 | 0 |  | 42.5167 | 4.8176 | 33.5202 | 0.0098378 | 4.8176 | 33.5202 | 0.0087158 | 1.6555 | 31.8802 | 0 | 32.865 | 32.8444 | 3785.4624 | 25.3698 | 3168.2107 | 3164.2761 | 3012.019 | 0 | 0 | 3010.993 | 718.5895 | 0 | 0 | 0 | 0 | 3010.993 | 718.5895 | 2554.9429 | 2542.168212890625
932 | 2021-02-08 19:00 | 0 |  | 0 | 23.123 | 2.4517 | 0.2
933 | 2021-02-08 20:00 | 0 |  | 0 | 22.5828 | 2.4725 | 0.2
934 | 2021-02-08 21:00 | 0 |  | 0 | 22.0291 | 2.9829 | 0.2
935 | 2021-02-08 22:00 | 0 |  | 0 | 21.4754 | 3.375 | 0.2
936 | 2021-02-08 23:00 | 0 |  | 0 | 20.9448 | 2.9921 | 0.2
937 | 2021-02-09 | 0 |  | 0 | 20.5546 | 2.4413 | 0.2
938 | 2021-02-09 01:00 | 0 |  | 0 | 20.1927 | 2.2233 | 0.2
939 | 2021-02-09 02:00 | 0 |  | 0 | 19.9637 | 2.6854 | 0.2
940 | 2021-02-09 03:00 | 0 |  | 0 | 19.7654 | 2.5775 | 0.2
941 | 2021-02-09 04:00 | 0 |  | 0 | 19.5849 | 2.2396 | 0.2
942 | 2021-02-09 05:00 | 1.0667 |  | 1.0667 | 19.3617 | 2.125 | 0.2 | -1.2861 | 107.6891 | 89.3886 | 0 |  | 1.0667 | 0 | 1.1426 | 0.00024681 | 0 | 1.1426 | 0 | 0 | 1.0866 | 0 | 1.0649 | 1.0648 | 122.7227 | 19.4199 | 9.9688 | 9.9131 | 9.885 | 0 | 0 | 9.8845 | 117.4149 | 0 | 0 | 0 | 9.8845 | 0 | 650 | 0 | 0
943 | 2021-02-09 06:00 | 60.6667 |  | 60.6667 | 19.8375 | 2.2113 | 0.2 | 11.3268 | 100.47 | 79.2443 | 0 |  | 60.6667 | 0 | 60.2009 | 0.014037 | 0 | 60.2009 | 0.012437 | 0 | 57.2508 | 0 | 56.1058 | 56.1045 | 6466.1772 | 22.892 | 5776.8936 | 5814.8174 | 5589.934 | 0 | 0 | 5586.6997 | 743.399 | 0 | 0 | 0 | 0 | 5586.6997 | 743.399 | 4874.526 | 4850.1533
944 | 2021-02-09 07:00 | 139.9167 |  | 138.5667 | 20.3271 | 2.6158 | 0.2 | 24.2326 | 93.4795 | 66.2846 | 0 |  | 139.9167 | 1.3215 | 137.6224 | 0.032375 | 1.3215 | 137.6224 | 0.028683 | 1.2231 | 130.8788 | 0 | 129.4599 | 129.4607 | 14920.491 | 27.2467 | 14208.334 | 14109.303 | 13608.339 | 0 | 0 | 13589.981 | 758.0021 | 0 | 0 | 0 | 0 | 13589.981 | 758.0021 | 12767.057 | 12703.2217
945 | 2021-02-09 08:00 | 232.55 |  | 222.5 | 20.9782 | 4.1779 | 0.2 | 37.2337 | 85.9393 | 53.2291 | 0 |  | 232.55 | 9.9352 | 221.1502 | 0.053809 | 9.9352 | 221.1502 | 0.047672 | 9.6015 | 210.3142 | 0 | 215.5173 | 215.5196 | 24838.623 | 31.7073 | 24240.697 | 23745.879 | 23025.164 | 0 | 0 | 22972.77 | 759.1623 | 0 | 0 | 0 | 0 | 22972.77 | 759.1623 | 22085.203 | 21974.7773
946 | 2021-02-09 09:00 | 283.5333 |  | 245.7167 | 21.4633 | 4.625 | 0.2 | 50.0861 | 76.537 | 40.3161 | 0 |  | 283.5333 | 37.5761 | 247.133 | 0.065606 | 37.5761 | 247.133 | 0.058124 | 36.9897 | 235.0259 | 0 | 266.5753 | 266.5789 | 30724.303 | 34.467 | 30221.053 | 29356.799 | 28389.62 | 0 | 0 | 28309.113 | 753.9723 | 0 | 0 | 0 | 0 | 28309.113 | 753.9723 | 27422.877 | 27285.7637
947 | 2021-02-09 10:00 | 343.3 |  | 327.4 | 21.861 | 4.5113 | 0.2 | 62.2783 | 62.1458 | 28.0392 | 0 |  | 343.3 | 15.8514 | 325.8472 | 0.079435 | 15.8514 | 325.8472 | 0.070376 | 15.7459 | 309.8827 | 0 | 319.1159 | 319.1168 | 36778.793 | 37.5082 | 36383.11 | 35015.91 | 33799.457 | 0 | 0 | 33685.31 | 753.2021 | 0 | 0 | 0 | 0 | 33685.31 | 753.2021 | 32742.56 | 32578.8477
948 | 2021-02-09 11:00 | 366.8667 |  | 312.4833 | 22.2292 | 4.9588 | 0.2 | 72.1048 | 33.7027 | 17.9731 | 0 |  | 366.8667 | 54.3523 | 314.7166 | 0.084888 | 54.3523 | 314.7166 | 0.075207 | 54.2125 | 299.2996 | 0 | 346.4418 | 346.4441 | 39928.16 | 38.874 | 39591.008 | 37942.773 | 36823.793 | 0 | 0 | 36684.984 | 747.2422 | 0 | 0 | 0 | 0 | 36684.984 | 747.2422 | 35704.062 | 35525.543
949 | 2021-02-09 12:00 | 392.1167 |  | 367.0167 | 22.5587 | 5.0679 | 0.2 | 74.0868 | 342.614 | 15.2207 | 0 |  | 392.1167 | 25.1382 | 370.3899 | 0.09073 | 25.1382 | 370.3899 | 0.080383 | 25.0901 | 352.2466 | 0 | 369.79 | 369.7853 | 42620.074 | 40.2368 | 42333.91 | 40398.305 | 38677.844 | 0 | 0 | 38524.93 | 746.8027 | 0 | 0 | 0 | 0 | 38524.93 | 746.8027 | 37510.082 | 37322.5312
950 | 2021-02-09 13:00 | 406.7833 |  | 364.55 | 22.7903 | 3.8825 | 0.2 | 66.1619 | 305.5546 | 23.1115 | 0 |  | 406.7833 | 42.3802 | 368.0837 | 0.094124 | 42.3802 | 368.0837 | 0.08339 | 42.1906 | 350.054 | 0 | 384.3997 | 384.3885 | 44301.94 | 42.185 | 44047.855 | 41777.53 | 40285.543 | 0 | 0 | 40118.164 | 741.094 | 0 | 0 | 0 | 0 | 40118.164 | 741.094 | 39064.926 | 38869.6016
951 | 2021-02-09 14:00 | 364.9833 |  | 336.55 | 22.8727 | 3.5258 | 0.2 | 54.4735 | 287.7879 | 34.9568 | 0 |  | 364.9833 | 28.5901 | 339.8813 | 0.084452 | 28.5901 | 339.8813 | 0.074821 | 28.2728 | 323.2333 | 0 | 344.476 | 344.4688 | 39701.32 | 40.5375 | 39359.934 | 37521.383 | 35917.73 | 0 | 0 | 35785.855 | 747.6198 | 0 | 0 | 0 | 0 | 35785.855 | 747.6198 | 34815.59 | 34641.5117
952 | 2021-02-09 15:00 | 295.5667 |  | 275.85 | 22.4847 | 3.5242 | 0.2 | 41.7595 | 277.1704 | 47.7731 | 0 |  | 295.5667 | 19.8734 | 278.4649 | 0.06839 | 19.8734 | 278.4649 | 0.060591 | 19.3869 | 264.8251 | 0 | 278.5278 | 278.5269 | 32101.111 | 36.7691 | 31621.645 | 30497.729 | 29325.193 | 0 | 0 | 29238.586 | 753.072 | 0 | 0 | 0 | 0 | 29238.586 | 753.072 | 28344.56 | 28202.8359
953 | 2021-02-09 16:00 | 177.6667 |  | 174 | 22.5 | 3.4567 | 0.2 | 28.7658 | 269.1864 | 60.8436 | 0 |  | 177.6667 | 3.709 | 173.2317 | 0.04111 | 3.709 | 173.2317 | 0.036421 | 3.5134 | 164.7456 | 0 | 164.8939 | 164.8928 | 19004.361 | 30.9826 | 18329.312 | 17991.812 | 17439.998 | 0 | 0 | 17409.172 | 752.4044 | 0 | 0 | 0 | 0 | 17409.172 | 752.4044 | 16510.299 | 16427.7461
954 | 2021-02-09 17:00 | 65.75 |  | 64.7333 | 22.1509 | 2.1083 | 0.2 | 15.7894 | 262.1185 | 73.8886 | 0 |  | 65.75 | 1.0362 | 64.3497 | 0.015214 | 1.0362 | 64.3497 | 0.013479 | 0.90122 | 61.1971 | 0 | 60.8563 | 60.8573 | 7013.95 | 25.4797 | 6316.018 | 6306.2886 | 6079.5396 | 0 | 0 | 6075.673 | 741.9674 | 0 | 0 | 0 | 0 | 6075.673 | 741.9674 | 5328.8306 | 5302.1865
955 | 2021-02-09 18:00 | 3.45 |  | 3.45 | 20.9315 | 1.6896 | 0.2 | 3.0303 | 255.0721 | 86.7175 | 0 |  | 3.45 | 0 | 3.52 | 0.00079828 | 0 | 3.52 | 0.00070724 | 0 | 3.3474 | 0 | 3.2805 | 3.2805 | 378.0798 | 21.1144 | 93.8146 | 93.452 | 93.1277 | 0 | 0 | 93.1239 | 357.3712 | 0 | 0 | 0 | 77.4685 | 15.6554 | 650 | 12.8475 | 12.783288955688477
956 | 2021-02-09 19:00 | 0 |  | 0 | 21.4418 | 1.3542 | 0.2
957 | 2021-02-09 20:00 | 0 |  | 0 | 21.2484 | 0.79042 | 0.2
958 | 2021-02-09 21:00 | 0 |  | 0 | 20.8714 | 0.66375 | 0.2
959 | 2021-02-09 22:00 | 0 |  | 0 | 20.4944 | 0.475 | 0.2
960 | 2021-02-09 23:00 | 0 |  | 0 | 20.1339 | 0.68542 | 0.2
961 | 2021-02-10 | 0 |  | 0 | 19.8726 | 0.85 | 0.2
962 | 2021-02-10 01:00 | 0 |  | 0 | 19.6271 | 0.71375 | 0.2
963 | 2021-02-10 02:00 | 0 |  | 0 | 19.4691 | 0.64917 | 0.2
964 | 2021-02-10 03:00 | 0 |  | 0 | 19.3316 | 0.88542 | 0.2
965 | 2021-02-10 04:00 | 0 |  | 0 | 19.2367 | 1.0742 | 0.2
966 | 2021-02-10 05:00 | 1.75 |  | 1.75 | 19.3327 | 1.1 | 0.2 | -1.4582 | 107.415 | 89.4783 | 0 |  | 1.75 | 0 | 1.8604 | 0.00040493 | 0 | 1.8604 | 0 | 0 | 1.7693 | 0 | 1.7339 | 1.7339 | 199.8389 | 19.432 | 26.3599 | 26.214 | 26.1413 | 0 | 0 | 26.1402 | 190.0769 | 0 | 0 | 0 | 26.1402 | 0 | 650 | 0 | 0
967 | 2021-02-10 06:00 | 129.5667 |  | 71.0333 | 20.1578 | 1.1362 | 0.2 | 11.17 | 100.1811 | 79.3982 | 0 |  | 129.5667 | 55.5198 | 70.4748 | 0.02998 | 55.5198 | 70.4748 | 0.026561 | 43.1881 | 67.0165 | 0 | 108.0005 | 108.0274 | 12450.323 | 26.3339 | 11732.16 | 11673.86 | 10754.875 | 0 | 0 | 10743.487 | 758.4445 | 0 | 0 | 0 | 0 | 10743.487 | 758.4445 | 9889.847 | 9840.3975
968 | 2021-02-10 07:00 | 339.6833 |  | 119.4 | 21.4187 | 1.3371 | 0.2 | 24.0838 | 93.164 | 66.43 | 0 |  | 339.6833 | 215.6335 | 119.3884 | 0.078598 | 215.6335 | 119.3884 | 0.069634 | 199.4244 | 113.5345 | 0 | 306.6997 | 306.8506 | 35365.35 | 38.8022 | 34944.89 | 33476.35 | 31959.584 | 0 | 0 | 31854.996 | 744.8767 | 0 | 0 | 0 | 0 | 31854.996 | 744.8767 | 30939.219 | 30784.5234
969 | 2021-02-10 08:00 | 571.4334 |  | 133.55 | 22.8925 | 1.3346 | 0.2 | 37.0843 | 85.5784 | 53.3743 | 0 |  | 571.4334 | 432.9043 | 134.462 | 0.13222 | 432.9043 | 134.462 | 0.11714 | 418.2402 | 127.8709 | 0 | 535.1889 | 535.2889 | 61693.445 | 53.2209 | 61764.86 | 56510.51 | 54225.824 | 0 | 0 | 53899.59 | 715.3627 | 0 | 0 | 0 | 0 | 53899.59 | 715.3627 | 52526.14 | 52263.5117
970 | 2021-02-10 09:00 | 802.6333 |  | 151.0333 | 24.4192 | 2.0442 | 0.2 | 49.9228 | 76.101 | 40.4739 | 0 |  | 802.6333 | 647.4948 | 152.3433 | 0.18572 | 647.4948 | 152.3433 | 0.16454 | 637.2912 | 144.8781 | 0 | 766.5259 | 766.5562 | 88347.83 | 66.4708 | 88752.17 | 77593.52 | 75322.7 | 0 | 0 | 74634.77 | 679.1841 | 0 | 0 | 0 | 0 | 74634.77 | 679.1841 | 72618.2 | 72255.1094
971 | 2021-02-10 10:00 | 904.4833 |  | 224.45 | 25.7412 | 2.5112 | 0.2 | 62.0761 | 61.6019 | 28.2328 | 0 |  | 904.4833 | 677.9973 | 226.328 | 0.20928 | 677.9973 | 226.328 | 0.18542 | 673.4151 | 215.2396 | 0 | 870.8816 | 870.9169 | 100375.14 | 72.5132 | 100798.88 | 86199.12 | 83311.25 | 0 | 0 | 82428.1 | 663.2493 | 0 | 0 | 0 | 47.0912 | 82381.016 | 666.0181 | 80048.95 | 79648.7109
972 | 2021-02-10 11:00 | 558.8333 |  | 438.05 | 26.1076 | 2.3413 | 0.2 | 71.8206 | 33.196 | 18.2426 | 0 |  | 558.8333 | 120.7225 | 438.3966 | 0.12931 | 120.7225 | 438.3966 | 0.11456 | 120.4021 | 416.9205 | 0 | 526.5762 | 526.5786 | 60690.25 | 54.6068 | 60744.94 | 55331.125 | 53033.9 | 0 | 0 | 52722.58 | 716.8947 | 0 | 0 | 0 | 0 | 52722.58 | 716.8947 | 51375.65 | 51118.7695
973 | 2021-02-10 12:00 | 562.4334 |  | 458.25 | 26.2572 | 1.7904 | 0.2 | 73.7747 | 342.9386 | 15.5343 | 0 |  | 562.4334 | 104.3496 | 459.0377 | 0.13014 | 104.3496 | 459.0377 | 0.1153 | 104.1419 | 436.5531 | 0 | 529.881 | 529.8637 | 61067.67 | 55.662 | 61129.31 | 55484.523 | 53745.805 | 0 | 0 | 53420.965 | 708.0825 | 0 | 0 | 0 | 0 | 53420.965 | 708.0825 | 52058.28 | 51797.9883
974 | 2021-02-10 13:00 | 511.4667 |  | 427.6333 | 26.2718 | 1.7604 | 0.2 | 65.9411 | 306.1422 | 23.3274 | 0 |  | 511.4667 | 84.1318 | 432.7638 | 0.11835 | 84.1318 | 432.7638 | 0.10485 | 83.7479 | 411.5668 | 0 | 485.4084 | 485.3668 | 55940.824 | 53.244 | 55908.914 | 51155.04 | 49220.477 | 0 | 0 | 48952.203 | 714.2133 | 0 | 0 | 0 | 0 | 48952.203 | 714.2133 | 47691.258 | 47452.8047
975 | 2021-02-10 14:00 | 428.65 |  | 389.3833 | 26.0736 | 2.2925 | 0.2 | 54.3062 | 288.2667 | 35.1181 | 0 |  | 428.65 | 39.4871 | 394.1115 | 0.099184 | 39.4871 | 394.1115 | 0.087872 | 39.044 | 374.8082 | 0 | 405.5751 | 405.5625 | 46741.23 | 48.0719 | 46533.96 | 43301.426 | 41855.176 | 0 | 0 | 41665.02 | 722.7805 | 0 | 0 | 0 | 0 | 41665.02 | 722.7805 | 40574.78 | 40371.9062
976 | 2021-02-10 15:00 | 315.55 |  | 290.2833 | 25.6281 | 3.1629 | 0.2 | 41.6131 | 277.5595 | 47.9143 | 0 |  | 315.55 | 25.4709 | 293.2709 | 0.073014 | 25.4709 | 293.2709 | 0.064687 | 24.8422 | 278.9062 | 0 | 297.6734 | 297.6513 | 34304.62 | 41.1462 | 33864.09 | 32209.398 | 31062.047 | 0 | 0 | 30961.816 | 740.2493 | 0 | 0 | 0 | 0 | 30961.816 | 740.2493 | 30056.928 | 29906.6445
977 | 2021-02-10 16:00 | 205.8167 |  | 185.4833 | 24.9802 | 2.3171 | 0.2 | 28.6239 | 269.5204 | 60.9809 | 0 |  | 205.8167 | 20.5721 | 186.9503 | 0.047623 | 20.5721 | 186.9503 | 0.042192 | 19.4784 | 177.7926 | 0 | 193.3256 | 193.3168 | 22280.191 | 35.4542 | 21645.799 | 20952.104 | 20394.537 | 0 | 0 | 20351.475 | 744.3427 | 0 | 0 | 0 | 0 | 20351.475 | 744.3427 | 19440.564 | 19343.3613
978 | 2021-02-10 17:00 | 114.3 |  | 103.6333 | 24.0887 | 2.3613 | 0.2 | 15.6421 | 262.4202 | 74.0317 | 0 |  | 114.3 | 10.8767 | 104.3397 | 0.026447 | 10.8767 | 104.3397 | 0.023431 | 9.4425 | 99.2283 | 0 | 106.4974 | 106.492 | 12273.444 | 29.8469 | 11549.409 | 11374.63 | 10994.487 | 0 | 0 | 10981.924 | 743.8398 | 0 | 0 | 0 | 0 | 10981.924 | 743.8398 | 10133.721 | 10083.0518
979 | 2021-02-10 18:00 | 8.15 |  | 8.15 | 23.0236 | 2.3154 | 0.2 | 2.8699 | 255.3561 | 86.8738 | 0 |  | 8.15 | 0 | 8.2417 | 0.0018858 | 0 | 8.2417 | 0.0016707 | 0 | 7.8377 | 0 | 7.681 | 7.6804 | 885.1778 | 23.4398 | 467.1614 | 467.8988 | 457.3787 | 0 | 0 | 457.3489 | 635.0649 | 0 | 0 | 0 | 5.8886 | 451.4603 | 652.0917 | 372.3211 | 370.4595031738281
980 | 2021-02-10 19:00 | 0 |  | 0 | 22.87 | 1.7542 | 0.2
981 | 2021-02-10 20:00 | 0 |  | 0 | 22.4299 | 1.475 | 0.2
982 | 2021-02-10 21:00 | 0 |  | 0 | 21.7633 | 1.8787 | 0.2
983 | 2021-02-10 22:00 | 0 |  | 0 | 21.309 | 3.2313 | 0.2
984 | 2021-02-10 23:00 | 0 |  | 0 | 20.8458 | 3.0575 | 0.2
985 | 2021-02-11 | 0 |  | 0 | 20.4496 | 1.9421 | 0.2
986 | 2021-02-11 01:00 | 0 |  | 0 | 20.0713 | 1.9275 | 0.2
987 | 2021-02-11 02:00 | 0 |  | 0 | 19.843 | 1.3258 | 0.2
988 | 2021-02-11 03:00 | 0 |  | 0 | 19.6494 | 1.7121 | 0.2
989 | 2021-02-11 04:00 | 0 |  | 0 | 19.5247 | 1.3508 | 0.2
990 | 2021-02-11 05:00 | 0.56667 |  | 0.56667 | 19.5573 | 1.6596 | 0.2 | -1.6298 | 107.1358 | 89.5677 | 0 |  | 0.56667 | 0 | 0.61317 | 0.00013112 | 0 | 0.61317 | 0 | 0 | 0.58313 | 0 | 0.57147 | 0.57146 | 65.8603 | 19.5892 | 2.8757 | 2.8601 | 2.8532 | 0 | 0 | 2.8531 | 63.0333 | 0 | 0 | 0 | 2.8531 | 0 | 650 | 0 | 0
991 | 2021-02-11 06:00 | 45.15 |  | 45.15 | 19.8959 | 1.85 | 0.2 | 11.0137 | 99.8876 | 79.5515 | 0 |  | 45.15 | 0 | 44.8599 | 0.010447 | 0 | 44.8599 | 0.0092557 | 0 | 42.662 | 0 | 41.8088 | 41.8092 | 4818.7734 | 22.2098 | 4166.4805 | 4202.3804 | 4032.08 | 0 | 0 | 4030.36 | 734.2163 | 0 | 0 | 0 | 0 | 4030.36 | 734.2163 | 3458.1729 | 3440.882080078125
992 | 2021-02-11 07:00 | 166.5167 |  | 160.2167 | 20.5642 | 1.8346 | 0.2 | 23.9353 | 92.8439 | 66.575 | 0 |  | 166.5167 | 6.1671 | 159.0789 | 0.03853 | 6.1671 | 159.0789 | 0.034136 | 5.699 | 151.2835 | 0 | 153.8428 | 153.8508 | 17731.854 | 29.085 | 17043.35 | 16828.537 | 16168.815 | 0 | 0 | 16142.776 | 758.6342 | 0 | 0 | 0 | 0 | 16142.776 | 758.6342 | 15261.534 | 15185.2266
993 | 2021-02-11 08:00 | 281.3833 |  | 231.8333 | 21.414 | 2.5562 | 0.2 | 36.9348 | 85.2126 | 53.5196 | 0 |  | 281.3833 | 48.9893 | 233.466 | 0.065108 | 48.9893 | 233.466 | 0.057683 | 47.3158 | 222.0282 | 0 | 263.9572 | 263.9514 | 30420.06 | 35.5604 | 29911.666 | 28956.326 | 28041.291 | 0 | 0 | 27960.955 | 750.1364 | 0 | 0 | 0 | 0 | 27960.955 | 750.1364 | 27077.986 | 26942.5977
994 | 2021-02-11 09:00 | 576.6 |  | 332.6167 | 22.6019 | 3.2675 | 0.2 | 49.7587 | 75.6602 | 40.6324 | 0 |  | 576.6 | 242.4615 | 332.649 | 0.13342 | 242.4615 | 332.649 | 0.1182 | 238.6031 | 316.3486 | 0 | 543.8527 | 543.8447 | 62678.406 | 50.8208 | 62768.09 | 57910.89 | 55807.242 | 0 | 0 | 55470.543 | 722.1096 | 0 | 0 | 0 | 0 | 55470.543 | 722.1096 | 54061.945 | 53791.6328
995 | 2021-02-11 10:00 | 493.3833 |  | 387.4667 | 23.3374 | 4.3175 | 0.2 | 61.8719 | 61.0545 | 28.4285 | 0 |  | 493.3833 | 105.6065 | 387.3212 | 0.11416 | 105.6065 | 387.3212 | 0.10114 | 104.8817 | 368.3448 | 0 | 463.762 | 463.7736 | 53450.3 | 46.2789 | 53371.56 | 49973.4 | 48382.91 | 0 | 0 | 48136.047 | 731.2271 | 0 | 0 | 0 | 0 | 48136.047 | 731.2271 | 46893.926 | 46659.457
996 | 2021-02-11 11:00 | 750.5 |  | 417.9 | 24.5008 | 4.995 | 0.2 | 71.5331 | 32.6899 | 18.5155 | 0 |  | 750.5 | 332.4554 | 419.12 | 0.17366 | 332.4554 | 419.12 | 0.15385 | 331.5453 | 398.589 | 0 | 715.5316 | 715.5043 | 82463.89 | 58.8203 | 82824.77 | 74392.48 | 72040.99 | 0 | 0 | 71443.18 | 698.5663 | 0 | 0 | 0 | 0 | 71443.18 | 698.5663 | 69550.78 | 69203.0234
997 | 2021-02-11 12:00 | 977.1333 |  | 287.85 | 25.832 | 5.4863 | 0.2 | 73.4574 | 343.2442 | 15.8527 | 0 |  | 977.1333 | 690.4348 | 290.5222 | 0.22609 | 690.4348 | 290.5222 | 0.20031 | 689.0043 | 276.2946 | 0 | 945.9929 | 946.0072 | 109027.9 | 70.2048 | 109397.12 | 94340.72 | 91386.92 | 0 | 0 | 90348.836 | 669.8798 | 0 | 0 | 0 | 0.38012 | 90348.45 | 669.9322 | 87671.07 | 87232.7109
998 | 2021-02-11 13:00 | 875.8 |  | 307 | 26.7646 | 5.4112 | 0.2 | 65.7131 | 306.7212 | 23.5507 | 0 |  | 875.8 | 570.8732 | 309.8972 | 0.20265 | 570.8732 | 309.8972 | 0.17954 | 568.2155 | 294.7226 | 0 | 845.6793 | 845.683 | 97468.805 | 66.5672 | 97895.44 | 85556.45 | 83281.06 | 0 | 0 | 82426.64 | 675.5924 | 0 | 0 | 0 | 0 | 82426.64 | 675.5924 | 80092.664 | 79692.2031
999 | 2021-02-11 14:00 | 790.55 |  | 237.4667 | 27.3387 | 5.8225 | 0.2 | 54.1322 | 288.7444 | 35.2861 | 0 |  | 790.55 | 556.2451 | 240.533 | 0.18292 | 556.2451 | 240.533 | 0.16206 | 549.9321 | 228.7567 | 0 | 763.115 | 763.1037 | 87948.875 | 62.5888 | 88349.11 | 78313.766 | 75599.77 | 0 | 0 | 74923.39 | 691.1812 | 0 | 0 | 0 | 0 | 74923.39 | 691.1812 | 72895.42 | 72530.9453
1000 | 2021-02-11 15:00 | 620.9 |  | 188.0667 | 27.5208 | 5.755 | 0.2 | 41.4608 | 277.9495 | 48.0613 | 0 |  | 620.9 | 436.3918 | 190.8566 | 0.14367 | 436.3918 | 190.8566 | 0.12728 | 425.5254 | 181.5135 | 0 | 594.8981 | 594.8242 | 68555.33 | 55.0821 | 68740.28 | 62515.24 | 60536.35 | 0 | 0 | 60118.598 | 708.1279 | 0 | 0 | 0 | 0 | 60118.598 | 708.1279 | 58607.613 | 58314.5781
1001 | 2021-02-11 16:00 | 356.9667 |  | 197.3167 | 27.1814 | 4.9638 | 0.2 | 28.4766 | 269.8558 | 61.1235 | 0 |  | 356.9667 | 161.5584 | 198.5133 | 0.082597 | 161.5584 | 198.5133 | 0.073177 | 152.8945 | 188.7935 | 0 | 334.8542 | 334.7901 | 38585.523 | 43.2627 | 38223.47 | 36114.36 | 35054.902 | 0 | 0 | 34924.277 | 733.6018 | 0 | 0 | 0 | 0 | 34924.277 | 733.6018 | 33964.855 | 33795.0312
1002 | 2021-02-11 17:00 | 169.1167 |  | 107.0333 | 26.461 | 5.4837 | 0.2 | 15.4898 | 262.7236 | 74.1797 | 0 |  | 169.1167 | 63.3349 | 107.7844 | 0.039131 | 63.3349 | 107.7844 | 0.034669 | 54.8784 | 102.5076 | 0 | 154.2383 | 154.2316 | 17775.88 | 33.6961 | 17088.602 | 16627.436 | 15862.154 | 0 | 0 | 15836.222 | 749.6735 | 0 | 0 | 0 | 0 | 15836.222 | 749.6735 | 14960.375 | 14885.5732
1003 | 2021-02-11 18:00 | 9.05 |  | 9.05 | 25.522 | 5.5275 | 0.2 | 2.7048 | 255.6418 | 87.0348 | 0 |  | 9.05 | 0 | 9.1366 | 0.002094 | 0 | 9.1366 | 0.0018552 | 0 | 8.6888 | 0 | 8.515 | 8.5152 | 981.3997 | 25.9207 | 550.4947 | 549.7496 | 536.9688 | 0 | 0 | 536.9288 | 642.252 | 0 | 0 | 0 | 4.8693 | 532.0594 | 655.4105 | 439.1909 | 436.99493408203125
1004 | 2021-02-11 19:00 | 0 |  | 0 | 24.5825 | 5.15 | 0.2
1005 | 2021-02-11 20:00 | 0 |  | 0 | 23.6761 | 5.45 | 0.2
1006 | 2021-02-11 21:00 | 0 |  | 0 | 22.9321 | 5.005 | 0.2
1007 | 2021-02-11 22:00 | 0 |  | 0 | 22.1462 | 4.5137 | 0.2
1008 | 2021-02-11 23:00 | 0 |  | 0 | 21.3458 | 4.6008 | 0.2
1009 | 2021-02-12 | 0 |  | 0 | 20.5241 | 4.1437 | 0.2
1010 | 2021-02-12 01:00 | 0 |  | 0 | 19.6945 | 3.2567 | 0.2
1011 | 2021-02-12 02:00 | 0 |  | 0 | 19.1612 | 2.5688 | 0.2
1012 | 2021-02-12 03:00 | 0 |  | 0 | 18.6969 | 1.78 | 0.2
1013 | 2021-02-12 04:00 | 0 |  | 0 | 18.3701 | 1.4146 | 0.2
1014 | 2021-02-12 05:00 | 1.5 |  | 1.5 | 18.3809 | 1.3104 | 0.2 | -1.8007 | 106.8516 | 89.6569 | 0 |  | 1.5 | 0 | 1.605 | 0.00034708 | 0 | 1.605 | 0 | 0 | 1.5263 | 0 | 1.4958 | 1.4958 | 172.3914 | 18.4657 | 19.6313 | 19.5033 | 19.4526 | 0 | 0 | 19.4518 | 163.9517 | 0 | 0 | 0 | 19.4518 | 0 | 650 | 0 | 0
1015 | 2021-02-12 06:00 | 122.1667 |  | 63.5333 | 19.0897 | 1.8458 | 0.2 | 10.858 | 99.5893 | 79.7041 | 0 |  | 122.1667 | 55.5618 | 63.0376 | 0.028268 | 55.5618 | 63.0376 | 0.025044 | 42.777 | 59.944 | 0 | 100.6665 | 100.749 | 11611.3545 | 24.6667 | 10892.767 | 10894.659 | 10011.438 | 0 | 0 | 10001.601 | 760.9473 | 0 | 0 | 0 | 0 | 10001.601 | 760.9473 | 9137.812 | 9092.123
1016 | 2021-02-12 07:00 | 315.5167 |  | 131.6167 | 20.1811 | 2.3183 | 0.2 | 23.7872 | 92.5193 | 66.7195 | 0 |  | 315.5167 | 180.0225 | 131.5395 | 0.073006 | 180.0225 | 131.5395 | 0.06468 | 166.2265 | 125.09 | 0 | 285.4902 | 285.6272 | 32919.05 | 35.6557 | 32454.873 | 31401.79 | 29813.936 | 0 | 0 | 29725.803 | 753.877 | 0 | 0 | 0 | 0 | 29725.803 | 753.877 | 28828.232 | 28684.0918
1017 | 2021-02-12 08:00 | 531.9667 |  | 177.3667 | 21.4389 | 3.4408 | 0.2 | 36.7852 | 84.8423 | 53.6649 | 0 |  | 531.9667 | 350.6077 | 178.2077 | 0.12309 | 350.6077 | 178.2077 | 0.10905 | 338.5297 | 169.4727 | 0 | 497.8424 | 497.8596 | 57380.023 | 47.0688 | 57374.195 | 53576.785 | 51295.96 | 0 | 0 | 51018.957 | 733.3496 | 0 | 0 | 0 | 0 | 51018.957 | 733.3496 | 49710.68 | 49462.125
1018 | 2021-02-12 09:00 | 716.6834 |  | 225.6833 | 22.6775 | 4.2838 | 0.2 | 49.5936 | 75.2149 | 40.7918 | 0 |  | 716.6834 | 487.9692 | 227.0218 | 0.16583 | 487.9692 | 227.0218 | 0.14692 | 480.1272 | 215.897 | 0 | 682.1038 | 682.1671 | 78617.35 | 56.4743 | 78939.41 | 71475.57 | 69180.86 | 0 | 0 | 68641.2 | 706.2955 | 0 | 0 | 0 | 0 | 68641.2 | 706.2955 | 66855.03 | 66520.7578
1019 | 2021-02-12 10:00 | 854.7333 |  | 279.8333 | 23.7717 | 4.4 | 0.2 | 61.6655 | 60.5041 | 28.6262 | 0 |  | 854.7333 | 573.2549 | 281.5512 | 0.19777 | 573.2549 | 281.5512 | 0.17522 | 569.26 | 267.7573 | 0 | 820.277 | 820.2676 | 94537.98 | 64.196 | 94965.97 | 83717.84 | 80446.9 | 0 | 0 | 79681.04 | 688.764 | 0 | 0 | 0 | 0 | 79681.04 | 688.764 | 77461.21 | 77073.9062
1020 | 2021-02-12 11:00 | 933.3667 |  | 313.9333 | 24.8505 | 4.3758 | 0.2 | 71.2424 | 32.1847 | 18.7918 | 0 |  | 933.3667 | 619.2075 | 316.0267 | 0.21597 | 619.2075 | 316.0267 | 0.19134 | 617.4589 | 300.5468 | 0 | 899.6456 | 899.6398 | 103686.84 | 69.2352 | 104097.02 | 90101.67 | 87362.17 | 0 | 0 | 86412.88 | 671.2483 | 0 | 0 | 0 | 0 | 86412.88 | 671.2483 | 83908.71 | 83489.1719
1021 | 2021-02-12 12:00 | 969.0833 |  | 289.3 | 25.7269 | 4.3225 | 0.2 | 73.1353 | 343.5317 | 16.1759 | 0 |  | 969.0833 | 680.9706 | 291.981 | 0.22423 | 680.9706 | 291.981 | 0.19866 | 679.5025 | 277.6819 | 0 | 938.0408 | 937.9547 | 108101.484 | 72.1143 | 108480 | 92894.22 | 90047.01 | 0 | 0 | 89014.05 | 663.4296 | 0 | 0 | 0 | 41.78 | 88972.27 | 666.032 | 86356.04 | 85924.2578
1022 | 2021-02-12 13:00 | 909.4167 |  | 278.4167 | 26.2897 | 4.9692 | 0.2 | 65.4781 | 307.2913 | 23.7812 | 0 |  | 909.4167 | 633.3544 | 281.425 | 0.21043 | 633.3544 | 281.425 | 0.18643 | 630.3443 | 267.6451 | 0 | 880.0297 | 879.8624 | 101407.01 | 68.5424 | 101823.766 | 88345.64 | 85455 | 0 | 0 | 84542.67 | 671.6418 | 0 | 0 | 0 | 0 | 84542.67 | 671.6418 | 82119.01 | 81708.4141
1023 | 2021-02-12 14:00 | 784.0333 |  | 238.1167 | 26.5214 | 5.4863 | 0.2 | 53.9517 | 289.2208 | 35.4608 | 0 |  | 784.0333 | 549.0947 | 241.1906 | 0.18141 | 549.0947 | 241.1906 | 0.16073 | 542.7893 | 229.3822 | 0 | 756.7281 | 756.7089 | 87212.586 | 62.015 | 87608.63 | 77813.766 | 75666.53 | 0 | 0 | 74984.516 | 688.005 | 0 | 0 | 0 | 0 | 74984.516 | 688.005 | 72954.125 | 72589.3594
1024 | 2021-02-12 15:00 | 616.0666 |  | 189.5167 | 26.4224 | 5.4112 | 0.2 | 41.3027 | 278.3401 | 48.2142 | 0 |  | 616.0666 | 430.1165 | 192.314 | 0.14255 | 430.1165 | 192.314 | 0.12629 | 419.3098 | 182.8996 | 0 | 590.1651 | 590.3164 | 68035.24 | 54.2061 | 68211.26 | 62212.7 | 59457.14 | 0 | 0 | 59066.934 | 718.1047 | 0 | 0 | 0 | 0 | 59066.934 | 718.1047 | 57578.906 | 57291.0117
1025 | 2021-02-12 16:00 | 415.45 |  | 133.95 | 25.8897 | 5.6171 | 0.2 | 28.3241 | 270.1926 | 61.2714 | 0 |  | 415.45 | 284.9264 | 136.1775 | 0.096129 | 284.9264 | 136.1775 | 0.085166 | 269.5073 | 129.5119 | 0 | 391.0389 | 391.0901 | 45073.062 | 44.1251 | 44833.953 | 42248.707 | 40572.887 | 0 | 0 | 40396.95 | 736.5644 | 0 | 0 | 0 | 0 | 40396.95 | 736.5644 | 39337.023 | 39140.3398
1026 | 2021-02-12 17:00 | 212.2167 |  | 82.6333 | 24.9887 | 4.3592 | 0.2 | 15.3326 | 263.0285 | 74.3326 | 0 |  | 212.2167 | 132.2585 | 83.7812 | 0.049104 | 132.2585 | 83.7812 | 0.043504 | 114.3682 | 79.6808 | 0 | 190.168 | 190.1313 | 21913.572 | 34.3761 | 21276.07 | 20657.67 | 19489.256 | 0 | 0 | 19450.043 | 751.1999 | 0 | 0 | 0 | 0 | 19450.043 | 751.1999 | 18538.521 | 18445.8301
1027 | 2021-02-12 18:00 | 14.45 |  | 14.45 | 23.9092 | 3.5833 | 0.2 | 2.5351 | 255.9292 | 87.2004 | 0 |  | 14.45 | 0 | 14.3519 | 0.0033435 | 0 | 14.3519 | 0.0029622 | 0 | 13.6488 | 0 | 13.3758 | 13.3758 | 1541.5774 | 24.5934 | 1052.3744 | 1053.393 | 1024.6852 | 0 | 0 | 1024.5507 | 669.5985 | 0 | 0 | 0 | 0 | 1024.5507 | 669.5985 | 850.4186 | 846.1665649414062
1028 | 2021-02-12 19:00 | 0 |  | 0 | 23.2602 | 2.2729 | 0.2
1029 | 2021-02-12 20:00 | 0 |  | 0 | 22.641 | 1.5708 | 0.2
1030 | 2021-02-12 21:00 | 0 |  | 0 | 22.0128 | 2.8208 | 0.2
1031 | 2021-02-12 22:00 | 0 |  | 0 | 21.3846 | 2.3292 | 0.2
1032 | 2021-02-12 23:00 | 0 |  | 0 | 20.806 | 2.1396 | 0.2
1033 | 2021-02-13 | 0 |  | 0 | 20.5354 | 1.8129 | 0.2
1034 | 2021-02-13 01:00 | 0 |  | 0 | 20.3345 | 2.1088 | 0.2
1035 | 2021-02-13 02:00 | 0 |  | 0 | 20.2161 | 2.5596 | 0.2
1036 | 2021-02-13 03:00 | 0 |  | 0 | 20.1162 | 2.7258 | 0.2
1037 | 2021-02-13 04:00 | 0 |  | 0 | 20.0561 | 2.5 | 0.2
1038 | 2021-02-13 05:00 | 1.9833 |  | 1.9833 | 20.1743 | 2.7967 | 0.2 | -1.9708 | 106.5626 | 89.7458 | 0 |  | 1.9833 | 0 | 2.1107 | 0.00045891 | 0 | 2.1107 | 0 | 0 | 2.0073 | 0 | 1.9672 | 1.9671 | 226.72 | 20.2786 | 33.9068 | 33.7465 | 33.6398 | 0 | 0 | 33.6384 | 215.4039 | 0 | 0 | 0 | 33.6384 | 0 | 650 | 0 | 0
1039 | 2021-02-13 06:00 | 112.9667 |  | 69.2667 | 20.9653 | 3.4021 | 0.2 | 10.7029 | 99.2866 | 79.856 | 0 |  | 112.9667 | 41.3908 | 68.6679 | 0.026139 | 41.3908 | 68.6679 | 0.023158 | 31.6951 | 65.2994 | 0 | 95.0546 | 95.1388 | 10965.021 | 25.8717 | 10244.218 | 10212.209 | 9512.331 | 0 | 0 | 9503.302 | 754.5271 | 0 | 0 | 0 | 0 | 9503.302 | 754.5271 | 8638.451 | 8595.2588
1040 | 2021-02-13 07:00 | 322.9833 |  | 122.1 | 22.2264 | 4.9925 | 0.2 | 23.6395 | 92.1902 | 66.8636 | 0 |  | 322.9833 | 196.6511 | 122.0734 | 0.074734 | 196.6511 | 122.0734 | 0.066211 | 181.4346 | 116.088 | 0 | 291.5721 | 291.7354 | 33623.785 | 36.2212 | 33172.117 | 32037.664 | 30523.264 | 0 | 0 | 30429.277 | 751.8467 | 0 | 0 | 0 | 0 | 30429.277 | 751.8467 | 29527.25 | 29379.6133
1041 | 2021-02-13 08:00 | 519.85 |  | 188.3833 | 23.5432 | 4.9662 | 0.2 | 36.6354 | 84.4675 | 53.8103 | 0 |  | 519.85 | 327.7546 | 188.8271 | 0.12029 | 327.7546 | 188.8271 | 0.10657 | 316.3683 | 179.5719 | 0 | 486.0214 | 486.1468 | 56030.51 | 46.892 | 55999.684 | 52320.55 | 50323.668 | 0 | 0 | 50055.195 | 730.3276 | 0 | 0 | 0 | 0 | 50055.195 | 730.3276 | 48768.93 | 48525.0859
1042 | 2021-02-13 09:00 | 653.6333 |  | 289.7667 | 24.9972 | 4.55 | 0.2 | 49.4275 | 74.7653 | 40.9521 | 0 |  | 653.6333 | 361.6448 | 290.6051 | 0.15124 | 361.6448 | 290.6051 | 0.13399 | 355.7754 | 276.3647 | 0 | 619.4973 | 619.4523 | 71394.38 | 55.3173 | 71623.44 | 65101.824 | 62566.883 | 0 | 0 | 62131.96 | 713.5557 | 0 | 0 | 0 | 0 | 62131.96 | 713.5557 | 60577.38 | 60274.4922
1043 | 2021-02-13 10:00 | 872.4833 |  | 261.95 | 26.5362 | 4.8863 | 0.2 | 61.4569 | 59.9509 | 28.826 | 0 |  | 872.4833 | 608.8283 | 263.7629 | 0.20188 | 608.8283 | 263.7629 | 0.17886 | 604.5194 | 250.8405 | 0 | 838.2527 | 838.2885 | 96615.41 | 66.9446 | 97042.22 | 84697.24 | 82076.09 | 0 | 0 | 81255.336 | 677.4021 | 0 | 0 | 0 | 0 | 81255.336 | 677.4021 | 78970.37 | 78575.5156
1044 | 2021-02-13 11:00 | 881.3667 |  | 345.65 | 27.7407 | 4.9321 | 0.2 | 70.9485 | 31.6808 | 19.0714 | 0 |  | 881.3667 | 535.5597 | 347.8235 | 0.20394 | 535.5597 | 347.8235 | 0.18068 | 533.9996 | 330.786 | 0 | 847.4899 | 847.4629 | 97671.63 | 68.5062 | 98100.44 | 85143.88 | 82662.46 | 0 | 0 | 81815.62 | 673.6863 | 0 | 0 | 0 | 0 | 81815.62 | 673.6863 | 79507.26 | 79109.7266
1045 | 2021-02-13 12:00 | 912.5 |  | 350.4667 | 28.6262 | 6.1175 | 0.2 | 72.8084 | 343.8018 | 16.5036 | 0 |  | 912.5 | 563.0585 | 353.1552 | 0.21114 | 563.0585 | 353.1552 | 0.18706 | 561.7955 | 335.8596 | 0 | 879.7021 | 879.5798 | 101374.78 | 68.7151 | 101793.74 | 88275.36 | 85199.91 | 0 | 0 | 84298.63 | 671.644 | 0 | 0 | 0 | 0 | 84298.63 | 671.644 | 81885.39 | 81475.9609
1046 | 2021-02-13 13:00 | 612 |  | 398.4667 | 28.8827 | 6.4017 | 0.2 | 65.2363 | 307.8523 | 24.0188 | 0 |  | 612 | 214.3489 | 400.4308 | 0.14161 | 214.3489 | 400.4308 | 0.12546 | 213.3084 | 380.8206 | 0 | 582.2464 | 582.1622 | 67096.86 | 55.0752 | 67260.164 | 61181.742 | 58412.94 | 0 | 0 | 58032.93 | 714.6877 | 0 | 0 | 0 | 0 | 58032.93 | 714.6877 | 56567.59 | 56284.7539
1047 | 2021-02-13 14:00 | 567.1167 |  | 335.5 | 28.9026 | 5.9413 | 0.2 | 53.7648 | 289.6955 | 35.6419 | 0 |  | 567.1167 | 232.9898 | 337.3526 | 0.13122 | 232.9898 | 337.3526 | 0.11626 | 230.2817 | 320.8327 | 0 | 540.0922 | 540.0474 | 62241.766 | 53.7146 | 62323.87 | 56945.277 | 55202.977 | 0 | 0 | 54860.23 | 712.1744 | 0 | 0 | 0 | 0 | 54860.23 | 712.1744 | 53465.254 | 53197.9297
1048 | 2021-02-13 15:00 | 433.0167 |  | 336.4667 | 28.6094 | 5.7475 | 0.2 | 41.1389 | 278.7313 | 48.3728 | 0 |  | 433.0167 | 97.3711 | 337.3226 | 0.10019 | 97.3711 | 337.3226 | 0.088768 | 94.9017 | 320.8037 | 0 | 407.3913 | 407.3159 | 46945.887 | 47.4889 | 46742.547 | 43579.06 | 42263.617 | 0 | 0 | 42070.094 | 726.5657 | 0 | 0 | 0 | 0 | 42070.094 | 726.5657 | 40970.21 | 40765.3594
1049 | 2021-02-13 16:00 | 290.6333 |  | 213.0833 | 28.0116 | 6.2025 | 0.2 | 28.1663 | 270.5305 | 61.4246 | 0 |  | 290.6333 | 78.5113 | 213.6413 | 0.067248 | 78.5113 | 213.6413 | 0.059579 | 74.2224 | 203.1795 | 0 | 271.8539 | 271.8005 | 31326.094 | 40.3517 | 30833.354 | 29396.523 | 28196.14 | 0 | 0 | 28112.78 | 740.0127 | 0 | 0 | 0 | 0 | 28112.78 | 740.0127 | 27228.361 | 27092.2207
1050 | 2021-02-13 17:00 | 129.9833 |  | 110.15 | 27.1521 | 5.0367 | 0.2 | 15.1705 | 263.3349 | 74.4903 | 0 |  | 129.9833 | 20.2528 | 111.0618 | 0.030076 | 20.2528 | 111.0618 | 0.026646 | 17.476 | 105.6214 | 0 | 120.6355 | 120.6069 | 13900.348 | 32.9261 | 13182.388 | 12856.31 | 12289.204 | 0 | 0 | 12273.57 | 743.2633 | 0 | 0 | 0 | 0 | 12273.57 | 743.2633 | 11473.2295 | 11415.8633
1051 | 2021-02-13 18:00 | 3.8 |  | 3.8 | 26.1387 | 3.8075 | 0.2 | 2.3608 | 256.2181 | 87.3705 | 0 |  | 3.8 | 0 | 3.9066 | 0.00087927 | 0 | 3.9066 | 0.00077899 | 0 | 3.7151 | 0 | 3.6408 | 3.641 | 419.6321 | 26.3231 | 115.4149 | 115.5677 | 115.1355 | 0 | 0 | 115.1308 | 398.7706 | 0 | 0 | 0 | 72.715 | 42.4158 | 649.9999 | 34.8189 | 34.64478302001953
1052 | 2021-02-13 19:00 | 0 |  | 0 | 25.0333 | 3.0833 | 0.2
1053 | 2021-02-13 20:00 | 0 |  | 0 | 23.9418 | 1.8213 | 0.2
1054 | 2021-02-13 21:00 | 0 |  | 0 | 23.0084 | 1.105 | 0.2
1055 | 2021-02-13 22:00 | 0 |  | 0 | 22.0606 | 0.63792 | 0.2
1056 | 2021-02-13 23:00 | 0 |  | 0 | 21.0968 | 0.85083 | 0.2
1057 | 2021-02-14 | 0 |  | 0 | 20.0711 | 0.39042 | 0.2
1058 | 2021-02-14 01:00 | 0 |  | 0 | 19.0511 | 0.3725 | 0.2
1059 | 2021-02-14 02:00 | 0 |  | 0 | 18.439 | 0.90708 | 0.2
1060 | 2021-02-14 03:00 | 0 |  | 0 | 17.9077 | 1.425 | 0.2
1061 | 2021-02-14 04:00 | 0 |  | 0 | 17.516 | 1.0508 | 0.2
1062 | 2021-02-14 05:00 | 0.6 |  | 0.6 | 17.4721 | 1.3596 | 0.2 | -2.1402 | 106.2689 | 89.8335 | 0 |  | 0.6 | 0 | 0.65236 | 0.00013883 | 0 | 0.65236 | 0 | 0 | 0.6204 | 0 | 0.60799 | 0.608 | 70.073 | 17.5065 | 3.2572 | 3.2329 | 3.2227 | 0 | 0 | 3.2226 | 67.165 | 0 | 0 | 0 | 3.2226 | 0 | 650 | 0 | 0
1063 | 2021-02-14 06:00 | 102.4167 |  | 68.6 | 17.9994 | 1.6104 | 0.2 | 10.5485 | 98.9795 | 80.0072 | 0 |  | 102.4167 | 32.0141 | 68.0016 | 0.023698 | 32.0141 | 68.0016 | 0.020995 | 24.3788 | 64.6657 | 0 | 87.2636 | 87.2197 | 10052.179 | 22.8795 | 9331.9375 | 9389.675 | 8820.6045 | 0 | 0 | 8812.907 | 759.1178 | 0 | 0 | 0 | 0 | 8812.907 | 759.1178 | 7954.2285 | 7914.4575
1064 | 2021-02-14 07:00 | 276.45 |  | 159.6167 | 18.8502 | 1.8975 | 0.2 | 23.4921 | 91.8569 | 67.0072 | 0 |  | 276.45 | 114.3742 | 159.0616 | 0.063967 | 114.3742 | 159.0616 | 0.056672 | 105.4383 | 151.2639 | 0 | 251.5682 | 251.6509 | 29003.924 | 32.7477 | 28472.459 | 27798.93 | 26461.008 | 0 | 0 | 26392.398 | 759.1879 | 0 | 0 | 0 | 0 | 26392.398 | 759.1879 | 25526.506 | 25398.875
1065 | 2021-02-14 08:00 | 436.5333 |  | 260.0833 | 19.7858 | 2.2338 | 0.2 | 36.4854 | 84.0885 | 53.9557 | 0 |  | 436.5333 | 174.4849 | 259.6938 | 0.10101 | 174.4849 | 259.6938 | 0.089488 | 168.3719 | 246.966 | 0 | 407.0312 | 407.1402 | 46922.527 | 41.9288 | 46718.77 | 44343.47 | 42080.664 | 0 | 0 | 41899.867 | 748.528 | 0 | 0 | 0 | 0 | 41899.867 | 748.528 | 40804.03 | 40600.0117
1066 | 2021-02-14 09:00 | 653.5666 |  | 287.5 | 20.7816 | 2.6983 | 0.2 | 49.2605 | 74.3116 | 41.1133 | 0 |  | 653.5666 | 363.8564 | 288.3544 | 0.15123 | 363.8564 | 288.3544 | 0.13398 | 357.8923 | 274.2243 | 0 | 619.4743 | 619.5133 | 71399.32 | 53.7701 | 71628.54 | 65446.215 | 63098.246 | 0 | 0 | 62657.543 | 714.607 | 0 | 0 | 0 | 0 | 62657.543 | 714.607 | 61089.465 | 60784.0156
1067 | 2021-02-14 10:00 | 585.1667 |  | 387.0833 | 21.3094 | 2.65 | 0.2 | 61.2461 | 59.3954 | 29.0279 | 0 |  | 585.1667 | 197.5441 | 387.7076 | 0.1354 | 197.5441 | 387.7076 | 0.11996 | 196.1241 | 368.7125 | 0 | 553.5399 | 553.5517 | 63798.72 | 50.8504 | 63907.594 | 58956.094 | 56558.6 | 0 | 0 | 56212.594 | 724.9616 | 0 | 0 | 0 | 0 | 56212.594 | 724.9616 | 54787.484 | 54513.5469
1068 | 2021-02-14 11:00 | 314.15 |  | 284.5667 | 21.2225 | 2.7983 | 0.2 | 70.6515 | 31.1786 | 19.3543 | 0 |  | 314.15 | 29.5768 | 286.3665 | 0.07269 | 29.5768 | 286.3665 | 0.0644 | 29.4879 | 272.3381 | 0 | 295.7895 | 295.7819 | 34090.418 | 36.9011 | 33646.04 | 32439.158 | 31163.727 | 0 | 0 | 31066.168 | 752.8456 | 0 | 0 | 0 | 0 | 31066.168 | 752.8456 | 30160.771 | 30009.9668
1069 | 2021-02-14 12:00 | 301.65 |  | 292.2833 | 21.0386 | 2.9258 | 0.2 | 72.4769 | 344.0553 | 16.8358 | 0 |  | 301.65 | 9.3845 | 291.0664 | 0.069798 | 9.3845 | 291.0664 | 0.061838 | 9.3626 | 276.8068 | 0 | 280.446 | 280.4414 | 32321.527 | 35.818 | 31845.855 | 30806 | 29769.906 | 0 | 0 | 29681.135 | 754.2257 | 0 | 0 | 0 | 0 | 29681.135 | 754.2257 | 28783.875 | 28639.9551
1070 | 2021-02-14 13:00 | 601.4334 |  | 465.7 | 21.3947 | 2.7242 | 0.2 | 64.9877 | 308.4038 | 24.2634 | 0 |  | 601.4334 | 136.2639 | 466.7451 | 0.13916 | 136.2639 | 466.7451 | 0.12329 | 135.5881 | 443.8855 | 0 | 567.8842 | 567.8724 | 65448.117 | 51.5979 | 65585.06 | 60359.117 | 58422 | 0 | 0 | 58047.9 | 718.7413 | 0 | 0 | 0 | 0 | 58047.9 | 718.7413 | 56582.227 | 56299.3164
1071 | 2021-02-14 14:00 | 718.3 |  | 298.0333 | 21.7716 | 3.2675 | 0.2 | 53.5715 | 290.1682 | 35.8295 | 0 |  | 718.3 | 422.8041 | 300.8721 | 0.1662 | 422.8041 | 300.8721 | 0.14725 | 417.8278 | 286.1406 | 0 | 689.889 | 689.9402 | 79517.32 | 57.571 | 79847.27 | 72014.57 | 69813.27 | 0 | 0 | 69248.516 | 699.7558 | 0 | 0 | 0 | 0 | 69248.516 | 699.7558 | 67439.54 | 67102.3438
1072 | 2021-02-14 15:00 | 729.8166 |  | 91.55 | 22.0455 | 4.2812 | 0.2 | 40.9693 | 279.1228 | 48.5372 | 0 |  | 729.8166 | 643.7878 | 93.2242 | 0.16887 | 643.7878 | 93.2242 | 0.14961 | 627.3033 | 88.6602 | 0 | 701.6442 | 701.2191 | 80819.33 | 56.7901 | 81161.36 | 73394.96 | 70711.15 | 0 | 0 | 70137.914 | 705.3832 | 0 | 0 | 0 | 0 | 70137.914 | 705.3832 | 68295.32 | 67953.8438
1073 | 2021-02-14 16:00 | 497.1833 |  | 95.7667 | 22.0227 | 4.8788 | 0.2 | 28.0035 | 270.8695 | 61.5828 | 0 |  | 497.1833 | 406.4849 | 97.7458 | 0.11504 | 406.4849 | 97.7458 | 0.10192 | 384.062 | 92.9616 | 0 | 467.4832 | 467.3624 | 53864.848 | 44.5589 | 53793.08 | 50627.832 | 48467.19 | 0 | 0 | 48219.227 | 738.3974 | 0 | 0 | 0 | 0 | 48219.227 | 738.3974 | 46975.184 | 46740.3086
1074 | 2021-02-14 17:00 | 236.8833 |  | 80.8667 | 21.6193 | 5.9896 | 0.2 | 15.0038 | 263.6426 | 74.6528 | 0 |  | 236.8833 | 159.3978 | 82.3143 | 0.054811 | 159.3978 | 82.3143 | 0.048561 | 137.2349 | 78.286 | 0 | 211.2105 | 211.1958 | 24340.816 | 31.3012 | 23737.666 | 23272.684 | 22085.473 | 0 | 0 | 22036.648 | 763.036 | 0 | 0 | 0 | 0 | 22036.648 | 763.036 | 21137.059 | 21031.373
1075 | 2021-02-14 18:00 | 39.8333 |  | 30.95 | 20.9611 | 4.5575 | 0.2 | 2.1821 | 256.5086 | 87.545 | 0 |  | 39.8333 | 4.3718 | 27.9352 | 0.0092169 | 4.3718 | 27.9352 | 0.0081658 | 1.2825 | 26.5689 | 0 | 27.2944 | 27.2856 | 3144.715 | 22.2962 | 2554.8572 | 2575.3079 | 2453.923 | 0 | 0 | 2453.2302 | 718.3001 | 0 | 0 | 0 | 0 | 2453.2302 | 718.3001 | 2068.9182 | 2058.5737
1076 | 2021-02-14 19:00 | 0 |  | 0 | 20.2421 | 4.6717 | 0.2
1077 | 2021-02-14 20:00 | 0 |  | 0 | 19.5186 | 4.9975 | 0.2
1078 | 2021-02-14 21:00 | 0 |  | 0 | 18.795 | 5.2975 | 0.2
1079 | 2021-02-14 22:00 | 0 |  | 0 | 18.0713 | 5.525 | 0.2
1080 | 2021-02-14 23:00 | 0 |  | 0 | 17.4073 | 5.5442 | 0.2
1081 | 2021-02-15 | 0 |  | 0 | 17.1043 | 6.7804 | 0.2
1082 | 2021-02-15 01:00 | 0 |  | 0 | 16.827 | 7 | 0.2
1083 | 2021-02-15 02:00 | 0 |  | 0 | 16.6274 | 7 | 0.2
1084 | 2021-02-15 03:00 | 0 |  | 0 | 16.4474 | 6.6617 | 0.2
1085 | 2021-02-15 04:00 | 0 |  | 0 | 16.3074 | 4.5254 | 0.2
1086 | 2021-02-15 05:00 | 1.1167 |  | 1.1167 | 16.3513 | 3.975 | 0.2 | -2.3088 | 105.9706 | 89.8922 | 0 |  | 1.1167 | 0 | 1.2065 | 0.00025838 | 0 | 1.2065 | 0 | 0 | 1.1474 | 0 | 1.1244 | 1.1244 | 129.5871 | 16.4078 | 11.1119 | 11.0166 | 10.9854 | 0 | 0 | 10.9849 | 123.7241 | 0 | 0 | 0 | 10.9849 | 0 | 650 | 0 | 0
1087 | 2021-02-15 06:00 | 133.0167 |  | 59.4333 | 17.1414 | 4.2942 | 0.2 | 10.3948 | 98.6681 | 80.1577 | 0 |  | 133.0167 | 69.6269 | 59.1865 | 0.030778 | 69.6269 | 59.1865 | 0.027268 | 52.7171 | 56.2819 | 0 | 106.8191 | 106.7847 | 12307.114 | 22.4293 | 11591.284 | 11672.54 | 10684.963 | 0 | 0 | 10673.902 | 766.7679 | 0 | 0 | 0 | 0 | 10673.902 | 766.7679 | 9818.874 | 9769.7793
1088 | 2021-02-15 07:00 | 358.35 |  | 71.8167 | 18.3917 | 5.3996 | 0.2 | 23.3451 | 91.5195 | 67.1505 | 0 |  | 358.35 | 280.5093 | 72.3794 | 0.082917 | 280.5093 | 72.3794 | 0.073461 | 258.3807 | 68.8303 | 0 | 320.6668 | 320.7809 | 36971.34 | 33.4975 | 36580.49 | 35627.742 | 33411.156 | 0 | 0 | 33300.754 | 755.6101 | 0 | 0 | 0 | 0 | 33300.754 | 755.6101 | 32363.44 | 32201.623
1089 | 2021-02-15 08:00 | 589.1167 |  | 96.8667 | 19.7888 | 7.1142 | 0.2 | 36.3353 | 83.7054 | 54.1013 | 0 |  | 589.1167 | 486.7996 | 97.8487 | 0.13631 | 486.7996 | 97.8487 | 0.12077 | 469.6001 | 93.0526 | 0 | 551.3997 | 551.3698 | 63547.242 | 43.8046 | 63650.45 | 60078.8 | 57388.133 | 0 | 0 | 57052.1 | 742.6898 | 0 | 0 | 0 | 0 | 57052.1 | 742.6898 | 55608.39 | 55330.3516
1090 | 2021-02-15 09:00 | 785.1 |  | 123.1333 | 21.1513 | 7.9917 | 0.2 | 49.0924 | 73.8541 | 41.2754 | 0 |  | 785.1 | 658.0164 | 124.4403 | 0.18166 | 658.0164 | 124.4403 | 0.16094 | 647.1228 | 118.3425 | 0 | 750.1561 | 750.2438 | 86468.16 | 52.5503 | 86859.91 | 79700.84 | 76985.89 | 0 | 0 | 76342.07 | 716.0189 | 0 | 0 | 0 | 0 | 76342.07 | 716.0189 | 74257.67 | 73886.3828
1091 | 2021-02-15 10:00 | 920.2167 |  | 169.1333 | 22.3641 | 9.0225 | 0.2 | 61.0331 | 58.8378 | 29.232 | 0 |  | 920.2167 | 749.0925 | 170.6942 | 0.21293 | 749.0925 | 170.6942 | 0.18864 | 743.6231 | 162.3318 | 0 | 887.8358 | 887.8658 | 102327.586 | 57.8202 | 102743.53 | 92606.25 | 89559.305 | 0 | 0 | 88646.92 | 702.3309 | 0 | 0 | 0 | 0 | 88646.92 | 702.3309 | 86045.055 | 85614.8281
1092 | 2021-02-15 11:00 | 1023.2833 |  | 158.4 | 23.2956 | 8.5429 | 0.2 | 70.3515 | 30.6784 | 19.6404 | 0 |  | 1023.2833 | 864.7576 | 159.0955 | 0.23677 | 864.7576 | 159.0955 | 0.20977 | 862.0776 | 151.3023 | 0 | 993.1124 | 993.0655 | 114454.266 | 63.8277 | 114759.59 | 101273.39 | 98062.48 | 0 | 0 | 96906.21 | 682.8818 | 0 | 0 | 0 | 0 | 96906.21 | 682.8818 | 93908.195 | 93438.6562
1093 | 2021-02-15 12:00 | 1028.45 |  | 199.9333 | 24.1622 | 8.0042 | 0.2 | 72.1411 | 344.2929 | 17.1721 | 0 |  | 1028.45 | 830.1602 | 201.9129 | 0.23797 | 830.1602 | 201.9129 | 0.21083 | 828.1451 | 192.0248 | 0 | 999.7666 | 999.7698 | 115227.71 | 65.9805 | 115521.51 | 101157.52 | 98449.52 | 0 | 0 | 97259.43 | 675.0146 | 0 | 0 | 0 | 0 | 97259.43 | 675.0146 | 94242.46 | 93771.25
1094 | 2021-02-15 13:00 | 969.1167 |  | 164.1 | 24.7452 | 7.6492 | 0.2 | 64.7325 | 308.9457 | 24.5148 | 0 |  | 969.1167 | 808.2372 | 166.3747 | 0.22424 | 808.2372 | 166.3747 | 0.19867 | 804.1398 | 158.2286 | 0 | 943.121 | 943.0048 | 108687.8 | 64.8315 | 109056.3 | 95885.71 | 91848.05 | 0 | 0 | 90827.336 | 683.7649 | 0 | 0 | 0 | 0 | 90827.336 | 683.7649 | 88128.52 | 87687.8828
1095 | 2021-02-15 14:00 | 843.4167 |  | 150.95 | 24.9929 | 8.3513 | 0.2 | 53.372 | 290.6386 | 36.0234 | 0 |  | 843.4167 | 696.7247 | 153.3841 | 0.19515 | 696.7247 | 153.3841 | 0.1729 | 688.418 | 145.875 | 0 | 817.6071 | 817.5292 | 94220.45 | 58.6528 | 94643.766 | 85057.31 | 82787.07 | 0 | 0 | 81985.92 | 696.02 | 0 | 0 | 0 | 0 | 81985.92 | 696.02 | 79670.44 | 79272.0859
1096 | 2021-02-15 15:00 | 666.2833 |  | 112.1667 | 24.8932 | 9.7725 | 0.2 | 40.7942 | 279.5143 | 48.7072 | 0 |  | 666.2833 | 558.9926 | 114.3988 | 0.15417 | 558.9926 | 114.3988 | 0.13659 | 544.536 | 108.7992 | 0 | 640.2685 | 640.3006 | 73795.28 | 49.6052 | 74054.195 | 68596.56 | 65938.65 | 0 | 0 | 65467.82 | 725.3012 | 0 | 0 | 0 | 0 | 65467.82 | 725.3012 | 63798.793 | 63479.7969
1097 | 2021-02-15 16:00 | 446.6667 |  | 84.5333 | 24.3185 | 8.8479 | 0.2 | 27.8355 | 271.2094 | 61.7461 | 0 |  | 446.6667 | 366.791 | 86.4217 | 0.10335 | 366.791 | 86.4217 | 0.091566 | 346.3528 | 82.192 | 0 | 419.9739 | 419.8564 | 48390.37 | 41.2188 | 48214.76 | 45863.266 | 43525.547 | 0 | 0 | 43329.414 | 747.2888 | 0 | 0 | 0 | 0 | 43329.414 | 747.2888 | 42199.66 | 41988.6641
1098 | 2021-02-15 17:00 | 213.0833 |  | 70.9167 | 23.3674 | 7.7938 | 0.2 | 14.8323 | 263.9515 | 74.8199 | 0 |  | 213.0833 | 145.3249 | 72.3427 | 0.049305 | 145.3249 | 72.3427 | 0.043682 | 124.8233 | 68.8029 | 0 | 189.7536 | 189.7619 | 21870.576 | 31.3811 | 21233.107 | 20810.926 | 19682.244 | 0 | 0 | 19642.938 | 762.3669 | 0 | 0 | 0 | 0 | 19642.938 | 762.3669 | 18731.229 | 18637.5723
1099 | 2021-02-15 18:00 | 10.2167 |  | 10.2167 | 22.4371 | 7.3758 | 0.2 | 1.999 | 256.8005 | 87.7239 | 0 |  | 10.2167 | 0 | 10.254 | 0.002364 | 0 | 10.254 | 0.0020944 | 0 | 9.7515 | 0 | 9.5565 | 9.5567 | 1101.4131 | 22.8485 | 656.0303 | 658.455 | 640.175 | 0 | 0 | 640.1196 | 649.634 | 0 | 0 | 0 | 1.3502 | 638.7694 | 660.1423 | 527.9098 | 525.2702026367188
1100 | 2021-02-15 19:00 | 0 |  | 0 | 21.731 | 7.3775 | 0.2
1101 | 2021-02-15 20:00 | 0 |  | 0 | 21.0622 | 6.5617 | 0.2
1102 | 2021-02-15 21:00 | 0 |  | 0 | 20.3934 | 4.8617 | 0.2
1103 | 2021-02-15 22:00 | 0 |  | 0 | 19.7247 | 4.0033 | 0.2
1104 | 2021-02-15 23:00 | 0 |  | 0 | 19.1027 | 3.8517 | 0.2
1105 | 2021-02-16 | 0 |  | 0 | 18.7679 | 3.5517 | 0.2
1106 | 2021-02-16 01:00 | 0 |  | 0 | 18.4809 | 3.5846 | 0.2
1107 | 2021-02-16 02:00 | 0 |  | 0 | 18.296 | 4.025 | 0.2
1108 | 2021-02-16 03:00 | 0 |  | 0 | 18.135 | 3.3971 | 0.2
1109 | 2021-02-16 04:00 | 0 |  | 0 | 18.0224 | 2.0704 | 0.2
1110 | 2021-02-16 05:00 | 0.95 |  | 0.95 | 18.1256 | 1.675 | 0.2 | -2.4765 | 105.6677 | 89.9506 | 0 |  | 0.95 | 0 | 1.0301 | 0.00021982 | 0 | 1.0301 | 0 | 0 | 0.97964 | 0 | 0.96004 | 0.96004 | 110.6478 | 18.1792 | 8.1069 | 8.0517 | 8.0276 | 0 | 0 | 8.0273 | 106.7999 | 0 | 0 | 0 | 8.0273 | 0 | 650 | 0 | 0
1111 | 2021-02-16 06:00 | 139.7333 |  | 47.1667 | 19.0959 | 1.8975 | 0.2 | 10.2418 | 98.3525 | 80.3074 | 0 |  | 139.7333 | 87.5461 | 46.9424 | 0.032332 | 87.5461 | 46.9424 | 0.028645 | 65.8926 | 44.638 | 0 | 108.32 | 108.3818 | 12491.171 | 25.0813 | 11779.991 | 11758.272 | 10600.751 | 0 | 0 | 10589.296 | 756.4737 | 0 | 0 | 0 | 0 | 10589.296 | 756.4737 | 9732.702 | 9684.0381
1112 | 2021-02-16 07:00 | 369.9833 |  | 57.3833 | 20.5745 | 2.1854 | 0.2 | 23.1984 | 91.178 | 67.2934 | 0 |  | 369.9833 | 306.0364 | 58.0589 | 0.085609 | 306.0364 | 58.0589 | 0.075846 | 281.6598 | 55.2126 | 0 | 330.135 | 330.2684 | 38064.71 | 38.5763 | 37693.99 | 36130.973 | 34331.094 | 0 | 0 | 34212.348 | 748.365 | 0 | 0 | 0 | 0 | 34212.348 | 748.365 | 33262.35 | 33096.0391
1113 | 2021-02-16 08:00 | 604.9833 |  | 76.7 | 22.1982 | 2.3983 | 0.2 | 36.1849 | 83.3184 | 54.2471 | 0 |  | 604.9833 | 522.4692 | 77.6183 | 0.13998 | 522.4692 | 77.6183 | 0.12402 | 503.8528 | 73.8144 | 0 | 566.1139 | 566.0194 | 65235.375 | 52.7525 | 65367.355 | 59913.344 | 57660.78 | 0 | 0 | 57296.215 | 717.4507 | 0 | 0 | 0 | 0 | 57296.215 | 717.4507 | 55847.113 | 55567.8789
1114 | 2021-02-16 09:00 | 798.9667 |  | 109.75 | 23.7424 | 2.5742 | 0.2 | 48.9233 | 73.393 | 41.4385 | 0 |  | 798.9667 | 685.1535 | 110.7587 | 0.18487 | 685.1535 | 110.7587 | 0.16379 | 673.6968 | 105.3317 | 0 | 763.448 | 763.5055 | 87998.18 | 64.6287 | 88399.85 | 77793.37 | 75253.016 | 0 | 0 | 74573.73 | 685.5875 | 0 | 0 | 0 | 0 | 74573.73 | 685.5875 | 72559.56 | 72196.7656
1115 | 2021-02-16 10:00 | 952.2833 |  | 125.3167 | 25.3511 | 2.6 | 0.2 | 60.8178 | 58.2786 | 29.4382 | 0 |  | 952.2833 | 824.8353 | 126.2432 | 0.22035 | 824.8353 | 126.2432 | 0.19522 | 818.7175 | 120.0584 | 0 | 920.0004 | 920.0001 | 106031.18 | 74.56 | 106426.27 | 90306.164 | 87092.234 | 0 | 0 | 86122.1 | 659.2519 | 0 | 0 | 0 | 286.4304 | 85835.67 | 666.5486 | 83356.48 | 82939.6953
1116 | 2021-02-16 11:00 | 1025.9 |  | 162.2167 | 26.7406 | 2.4792 | 0.2 | 70.0484 | 30.1805 | 19.9297 | 0 |  | 1025.9 | 863.6235 | 162.9031 | 0.23738 | 863.6235 | 162.9031 | 0.21031 | 860.8632 | 154.9234 | 0 | 995.4708 | 995.4299 | 114725.836 | 80.2775 | 115029.97 | 95484.93 | 93071.8 | 0 | 0 | 91886.77 | 638.615 | 0 | 0 | 0 | 1648.0791 | 90238.695 | 653.6851 | 87566.21 | 87128.3828
1117 | 2021-02-16 12:00 | 1035.1 |  | 167.3167 | 27.8 | 1.9587 | 0.2 | 71.801 | 344.5154 | 17.5126 | 0 |  | 1035.1 | 869.5759 | 168.1033 | 0.23951 | 869.5759 | 168.1033 | 0.21219 | 867.3807 | 159.8701 | 0 | 1006.7058 | 1006.6821 | 116023.5 | 83.2395 | 116304.15 | 95406.586 | 92652.516 | 0 | 0 | 91448.695 | 631.8582 | 0 | 0 | 0 | 2421.914 | 89026.78 | 651.0315 | 86408.14 | 85976.1016
1118 | 2021-02-16 13:00 | 983.45 |  | 141.7833 | 28.4992 | 3.2788 | 0.2 | 64.4709 | 309.4777 | 24.7728 | 0 |  | 983.45 | 845.1122 | 143.0589 | 0.22756 | 845.1122 | 143.0589 | 0.20161 | 840.7312 | 136.0534 | 0 | 957.249 | 957.1152 | 110310.984 | 78.1364 | 110665.46 | 92619.305 | 89867.21 | 0 | 0 | 88791.836 | 647.9584 | 0 | 0 | 0 | 1088.3729 | 87703.47 | 660.0578 | 85143.06 | 84717.3516
1119 | 2021-02-16 14:00 | 852.8 |  | 121.8667 | 28.8316 | 3.7346 | 0.2 | 53.1663 | 291.1064 | 36.2235 | 0 |  | 852.8 | 735.5107 | 123.4909 | 0.19733 | 735.5107 | 123.4909 | 0.17482 | 726.6246 | 117.4444 | 0 | 827.1876 | 827.1417 | 95331.94 | 70.8477 | 95755.24 | 82376.62 | 80193.266 | 0 | 0 | 79365.66 | 663.4122 | 0 | 0 | 0 | -6.3354 | 79371.99 | 664.4121 | 77164.85 | 76779.0312
1120 | 2021-02-16 15:00 | 671.5333 |  | 121.3833 | 28.772 | 4.2321 | 0.2 | 40.6136 | 279.9058 | 48.8827 | 0 |  | 671.5333 | 555.0748 | 123.6959 | 0.15538 | 555.0748 | 123.6959 | 0.13766 | 540.5714 | 117.641 | 0 | 645.048 | 645.1415 | 74354.92 | 60.8096 | 74620.57 | 66526.914 | 64048.605 | 0 | 0 | 63565.113 | 695.3317 | 0 | 0 | 0 | 0 | 63565.113 | 695.3317 | 61964.72 | 61654.8984
1121 | 2021-02-16 16:00 | 450.4667 |  | 72.15 | 28.1828 | 4.9692 | 0.2 | 27.6626 | 271.55 | 61.9144 | 0 |  | 450.4667 | 383.2739 | 73.8969 | 0.10423 | 383.2739 | 73.8969 | 0.092345 | 361.6939 | 70.2805 | 0 | 423.3349 | 423.2784 | 48782.855 | 48.5095 | 48614.68 | 45158.895 | 43521.957 | 0 | 0 | 43314.15 | 727.5304 | 0 | 0 | 0 | 0 | 43314.15 | 727.5304 | 42184.758 | 41973.8359
1122 | 2021-02-16 17:00 | 216 |  | 61.4167 | 27.1321 | 5.45 | 0.2 | 14.6563 | 264.2616 | 74.9916 | 0 |  | 216 | 158.1047 | 62.786 | 0.049979 | 158.1047 | 62.786 | 0.04428 | 135.4624 | 59.7141 | 0 | 191.273 | 191.25 | 22042.31 | 36.1176 | 21407.486 | 20667.838 | 19599.623 | 0 | 0 | 19558.932 | 747.6415 | 0 | 0 | 0 | 0 | 19558.932 | 747.6415 | 18647.283 | 18554.0469
1123 | 2021-02-16 18:00 | 8.6 |  | 8.6 | 25.8483 | 4.9808 | 0.2 | 1.8116 | 257.0937 | 87.9071 | 0 |  | 8.6 | 0 | 8.6849 | 0.0019899 | 0 | 8.6849 | 0.001763 | 0 | 8.2593 | 0 | 8.0941 | 8.094 | 932.8575 | 26.2368 | 508.3102 | 507.4896 | 494.24 | 0 | 0 | 494.2056 | 635.6564 | 0 | 0 | 0 | 7.2743 | 486.9313 | 652.9619 | 401.735 | 399.7263488769531
1124 | 2021-02-16 19:00 | 0 |  | 0 | 24.8867 | 4.1825 | 0.2
1125 | 2021-02-16 20:00 | 0 |  | 0 | 24.009 | 3.3292 | 0.2
1126 | 2021-02-16 21:00 | 0 |  | 0 | 23.2586 | 3.3208 | 0.2
1127 | 2021-02-16 22:00 | 0 |  | 0 | 22.4964 | 4.0346 | 0.2
1128 | 2021-02-16 23:00 | 0 |  | 0 | 21.7458 | 3.9388 | 0.2
1129 | 2021-02-17 | 0 |  | 0 | 21.0991 | 3.8758 | 0.2
1130 | 2021-02-17 01:00 | 0 |  | 0 | 20.4793 | 3.8104 | 0.2
1131 | 2021-02-17 02:00 | 0 |  | 0 | 20.0882 | 4.4908 | 0.2
1132 | 2021-02-17 03:00 | 0 |  | 0 | 19.7499 | 5.38 | 0.2
1133 | 2021-02-17 04:00 | 0 |  | 0 | 19.5162 | 3.5488 | 0.2
1134 | 2021-02-17 05:00 | 0.86667 |  | 0.86667 | 19.5801 | 3.1758 | 0.2 | -2.6434 | 105.3605 | 90 | 0 |  | 0.86667 | 0 | 0.94186 | 0.00020054 | 0 | 0.94186 | 0 | 0 | 0.89571 | 0 | 0.8778 | 0.8778 | 101.1718 | 19.6258 | 6.7813 | 6.7449 | 6.7208 | 0 | 0 | 6.7205 | 98.7318 | 0 | 0 | 0 | 6.7205 | 0 | 650 | 0 | 0
1135 | 2021-02-17 06:00 | 136.2667 |  | 51.55 | 20.4703 | 3.0017 | 0.2 | 10.0894 | 98.0329 | 80.4563 | 0 |  | 136.2667 | 80.0818 | 51.3135 | 0.03153 | 80.0818 | 51.3135 | 0.027934 | 59.9067 | 48.7948 | 0 | 106.5274 | 106.5623 | 12280.957 | 26.0669 | 11567.98 | 11513.628 | 10393.813 | 0 | 0 | 10382.769 | 754.5387 | 0 | 0 | 0 | 0 | 10382.769 | 754.5387 | 9522.913 | 9475.2988
1136 | 2021-02-17 07:00 | 374.45 |  | 55.2 | 21.8489 | 2.8742 | 0.2 | 23.0521 | 90.8327 | 67.4358 | 0 |  | 374.45 | 312.5566 | 55.8687 | 0.086642 | 312.5566 | 55.8687 | 0.076762 | 287.4188 | 53.1298 | 0 | 333.7376 | 333.9343 | 38486.754 | 39.4889 | 38123.895 | 36439.543 | 34532.945 | 0 | 0 | 34412.918 | 748.1945 | 0 | 0 | 0 | 0 | 34412.918 | 748.1945 | 33460.223 | 33292.9219
1137 | 2021-02-17 08:00 | 595.2167 |  | 81.1667 | 23.3161 | 3.0758 | 0.2 | 36.0344 | 82.9275 | 54.3929 | 0 |  | 595.2167 | 508.4282 | 82.1042 | 0.13772 | 508.4282 | 82.1042 | 0.12202 | 490.158 | 78.0805 | 0 | 556.8737 | 557.0778 | 64204.723 | 52.4748 | 64318.812 | 58999.95 | 56702.12 | 0 | 0 | 56351 | 718.1456 | 0 | 0 | 0 | 0 | 56351 | 718.1456 | 54922.82 | 54648.207
1138 | 2021-02-17 09:00 | 821.45 |  | 91.7833 | 25.0329 | 2.8346 | 0.2 | 48.7531 | 72.9284 | 41.6026 | 0 |  | 821.45 | 725.4189 | 92.7704 | 0.19007 | 725.4189 | 92.7704 | 0.1684 | 713.1667 | 88.2248 | 0 | 785.3637 | 785.3379 | 90511.92 | 66.593 | 90926.52 | 79460.21 | 76534.945 | 0 | 0 | 75821.25 | 677.3507 | 0 | 0 | 0 | 0 | 75821.25 | 677.3507 | 73757.65 | 73388.8594
1139 | 2021-02-17 10:00 | 961.25 |  | 112.3667 | 26.6412 | 3.9375 | 0.2 | 60.6003 | 57.7179 | 29.6466 | 0 |  | 961.25 | 846.7591 | 113.3128 | 0.22242 | 846.7591 | 113.3128 | 0.19705 | 840.3787 | 107.7616 | 0 | 929.1775 | 929.1902 | 107090.164 | 73.4073 | 107479.61 | 91607.46 | 89064.39 | 0 | 0 | 88049.98 | 659.9933 | 0 | 0 | 0 | 219.7234 | 87830.26 | 665.1217 | 85264.3 | 84837.9766
1140 | 2021-02-17 11:00 | 1050.9333 |  | 123.8 | 27.9932 | 5.465 | 0.2 | 69.7423 | 29.6853 | 20.2222 | 0 |  | 1050.9333 | 927.1409 | 124.6628 | 0.24317 | 927.1409 | 124.6628 | 0.21544 | 924.0848 | 118.5565 | 0 | 1021.7885 | 1021.7857 | 117760.82 | 75.9668 | 118019.92 | 99605.38 | 97458.16 | 0 | 0 | 96199.484 | 649.1462 | 0 | 0 | 0 | 698.9733 | 95500.516 | 657.4669 | 92577.34 | 92114.4609
1141 | 2021-02-17 12:00 | 1067.6666 |  | 134 | 29.0362 | 6.2579 | 0.2 | 71.4568 | 344.7234 | 17.8571 | 0 |  | 1067.6666 | 935.6732 | 134.9505 | 0.24704 | 935.6732 | 134.9505 | 0.21887 | 933.2172 | 128.3412 | 0 | 1040.3271 | 1040.3037 | 119899.13 | 76.1484 | 120117.28 | 101292.07 | 98850.28 | 0 | 0 | 97554.05 | 647.8362 | 0 | 0 | 0 | 826.1339 | 96727.914 | 658.4566 | 93739.44 | 93270.7422
1142 | 2021-02-17 13:00 | 1013.85 |  | 142.45 | 29.7358 | 6.5517 | 0.2 | 64.2031 | 309.9998 | 25.0373 | 0 |  | 1013.85 | 875.0499 | 143.738 | 0.23459 | 875.0499 | 143.738 | 0.20784 | 870.4097 | 136.6992 | 0 | 986.9668 | 986.9039 | 113742.66 | 73.8363 | 114056.11 | 97032.54 | 94242.28 | 0 | 0 | 93094.76 | 657.0496 | 0 | 0 | 0 | 277.6125 | 92817.15 | 663.1169 | 90028.48 | 89578.3359
1143 | 2021-02-17 14:00 | 896.6834 |  | 97.2167 | 30.0733 | 6.0033 | 0.2 | 52.9546 | 291.5715 | 36.4298 | 0 |  | 896.6834 | 804.5656 | 98.7175 | 0.20748 | 804.5656 | 98.7175 | 0.18382 | 794.7119 | 93.8841 | 0 | 870.8241 | 870.8586 | 100367.695 | 69.9714 | 100784.61 | 86981.15 | 84740.64 | 0 | 0 | 83821.43 | 664.5863 | 0 | 0 | 0 | 1.5997 | 83819.836 | 666.5378 | 81426.98 | 81019.8438
1144 | 2021-02-17 15:00 | 710.8667 |  | 72.1333 | 30.0254 | 5.8637 | 0.2 | 40.4275 | 280.2969 | 49.0637 | 0 |  | 710.8667 | 644.5505 | 73.6113 | 0.16448 | 644.5505 | 73.6113 | 0.14573 | 627.5299 | 70.0077 | 0 | 683.5868 | 683.5159 | 78779.54 | 61.5399 | 79097.93 | 70345.42 | 67423.63 | 0 | 0 | 66884.484 | 692.8281 | 0 | 0 | 0 | 0 | 66884.484 | 692.8281 | 65163.57 | 64837.7539
1145 | 2021-02-17 16:00 | 469.8167 |  | 59.3167 | 29.4557 | 5.4938 | 0.2 | 27.4847 | 271.8913 | 62.0876 | 0 |  | 469.8167 | 415.9808 | 60.7442 | 0.10871 | 415.9808 | 60.7442 | 0.096312 | 392.3064 | 57.7709 | 0 | 441.0758 | 440.9643 | 50822.508 | 50.1322 | 50693.176 | 46837.54 | 44899.49 | 0 | 0 | 44678.05 | 722.4438 | 0 | 0 | 0 | 0 | 44678.05 | 722.4438 | 43516.51 | 43298.9258
1146 | 2021-02-17 17:00 | 226.3667 |  | 63.9833 | 28.4249 | 4.6275 | 0.2 | 14.4758 | 264.5727 | 75.1677 | 0 |  | 226.3667 | 166.1777 | 65.3728 | 0.052378 | 166.1777 | 65.3728 | 0.046405 | 142.0063 | 62.1743 | 0 | 200.0969 | 200.0173 | 23052.92 | 38.1806 | 22431.922 | 21512.285 | 20201.59 | 0 | 0 | 20158.186 | 746.0765 | 0 | 0 | 0 | 0 | 20158.186 | 746.0765 | 19246.824 | 19150.5898
1147 | 2021-02-17 18:00 | 9.8167 |  | 9.7667 | 27.1187 | 5.0796 | 0.2 | 1.6201 | 257.3881 | 88.0933 | 0 |  | 9.8167 | 0.019113 | 9.7849 | 0.0022714 | 0.018906 | 9.7849 | 0.0020124 | 0.0045597 | 9.3055 | 0 | 9.1239 | 9.1239 | 1051.5503 | 27.5547 | 611.9933 | 609.3878 | 593.7162 | 0 | 0 | 593.6664 | 637.7804 | 0 | 0 | 0 | 5.8279 | 587.8385 | 655.1675 | 485.5393 | 483.1116
1148 | 2021-02-17 19:00 | 0 |  | 0 | 25.8814 | 6.1804 | 0.2
1149 | 2021-02-17 20:00 | 0 |  | 0 | 24.6627 | 6.6 | 0.2
1150 | 2021-02-17 21:00 | 0 |  | 0 | 23.4807 | 6.3517 | 0.2
1151 | 2021-02-17 22:00 | 0 |  | 0 | 22.5111 | 6.1067 | 0.2
1152 | 2021-02-17 23:00 | 0 |  | 0 | 21.5128 | 4.8704 | 0.2
1153 | 2021-02-18 | 0 |  | 0 | 20.6548 | 4.2938 | 0.2
1154 | 2021-02-18 01:00 | 0 |  | 0 | 19.8233 | 3.355 | 0.2
1155 | 2021-02-18 02:00 | 0 |  | 0 | 19.2909 | 3.2 | 0.2
1156 | 2021-02-18 03:00 | 0 |  | 0 | 18.8282 | 3.1275 | 0.2
1157 | 2021-02-18 04:00 | 0 |  | 0 | 18.5025 | 2.7862 | 0.2
1158 | 2021-02-18 05:00 | 0.7 |  | 0.7 | 18.5051 | 3.4079 | 0.2 | -2.8093 | 105.0489 | 90 | 0 |  | 0.7 | 0 | 0.76273 | 0.00016197 | 0 | 0.76273 | 0 | 0 | 0.72536 | 0 | 0.71085 | 0.71086 | 81.928 | 18.5418 | 4.4489 | 4.4202 | 4.4072 | 0 | 0 | 4.407 | 79.2488 | 0 | 0 | 0 | 4.407 | 0 | 650 | 0 | 0
1159 | 2021-02-18 06:00 | 118.6667 |  | 54.8667 | 19.2113 | 3.65 | 0.2 | 9.9378 | 97.7095 | 80.6045 | 0 |  | 118.6667 | 60.279 | 54.4194 | 0.027458 | 60.279 | 54.4194 | 0.024326 | 44.8087 | 51.7485 | 0 | 94.626 | 94.4931 | 10890.342 | 24.0298 | 10173.421 | 10194.396 | 9287.892 | 0 | 0 | 9279.319 | 758.7582 | 0 | 0 | 0 | 0 | 9279.319 | 758.7582 | 8415.498 | 8373.4209
1160 | 2021-02-18 07:00 | 334.4833 |  | 93.5 | 20.381 | 3.4654 | 0.2 | 22.9061 | 90.4837 | 67.5778 | 0 |  | 334.4833 | 235.9392 | 93.878 | 0.077395 | 235.9392 | 93.878 | 0.068568 | 216.7791 | 89.2745 | 0 | 299.9325 | 299.928 | 34566.97 | 35.8041 | 34132.258 | 33007.453 | 31253.713 | 0 | 0 | 31156.244 | 754.4846 | 0 | 0 | 0 | 0 | 31156.244 | 754.4846 | 30250.422 | 30099.1699
1161 | 2021-02-18 08:00 | 556.1834 |  | 122.5167 | 21.7036 | 3.0888 | 0.2 | 35.8836 | 82.5331 | 54.539 | 0 |  | 556.1834 | 428.955 | 123.4504 | 0.12869 | 428.955 | 123.4504 | 0.11402 | 413.4094 | 117.3992 | 0 | 520.1924 | 520.1513 | 59948.32 | 48.9136 | 59989.242 | 55683.35 | 53130.504 | 0 | 0 | 52830.49 | 729.5543 | 0 | 0 | 0 | 0 | 52830.49 | 729.5543 | 51481.117 | 51223.7109
1162 | 2021-02-18 09:00 | 738.2 |  | 177.7333 | 22.9866 | 3.3554 | 0.2 | 48.5818 | 72.4607 | 41.7678 | 0 |  | 738.2 | 557.2463 | 179.2059 | 0.17081 | 557.2463 | 179.2059 | 0.15133 | 547.7392 | 170.4244 | 0 | 703.8004 | 703.8244 | 81117.36 | 59.3607 | 81465.42 | 73031.13 | 70390.63 | 0 | 0 | 69824.63 | 701.9795 | 0 | 0 | 0 | 0 | 69824.63 | 701.9795 | 67993.914 | 67653.9453
1163 | 2021-02-18 10:00 | 889.0167 |  | 207.3 | 24.1702 | 4.4096 | 0.2 | 60.3805 | 57.1562 | 29.8572 | 0 |  | 889.0167 | 680.0629 | 209.2573 | 0.20571 | 680.0629 | 209.2573 | 0.18225 | 674.8565 | 199.0058 | 0 | 856.3851 | 856.4148 | 98704.445 | 66.3575 | 99132.59 | 86714.766 | 84424.85 | 0 | 0 | 83540.66 | 675.197 | 0 | 0 | 0 | 0 | 83540.66 | 675.197 | 81159.65 | 80753.8516
1164 | 2021-02-18 11:00 | 962.4667 |  | 247.95 | 25.2802 | 3.9792 | 0.2 | 69.4333 | 29.193 | 20.5178 | 0 |  | 962.4667 | 714.579 | 250.3514 | 0.2227 | 714.579 | 250.3514 | 0.1973 | 712.1501 | 238.0893 | 0 | 931.2346 | 931.2131 | 107325.02 | 72.0593 | 107710.23 | 92255.805 | 89572.24 | 0 | 0 | 88543.14 | 662.1218 | 0 | 0 | 0 | 12.9559 | 88530.19 | 664.0247 | 85933.47 | 85503.8047
1165 | 2021-02-18 12:00 | 964.4667 |  | 274.0667 | 26.1219 | 3.7862 | 0.2 | 71.1087 | 344.9177 | 18.2053 | 0 |  | 964.4667 | 691.9424 | 276.8627 | 0.22316 | 691.9424 | 276.8627 | 0.19771 | 690.0543 | 263.3047 | 0 | 934.2917 | 934.2639 | 107676.91 | 73.468 | 108059.62 | 92071.07 | 89738.74 | 0 | 0 | 88693.8 | 656.5295 | 0 | 0 | 0 | 240.4454 | 88453.35 | 661.8505 | 85860.02 | 85430.7188
1166 | 2021-02-18 13:00 | 903.2167 |  | 249.55 | 26.6506 | 4.0992 | 0.2 | 63.9292 | 310.5118 | 25.308 | 0 |  | 903.2167 | 656.4677 | 252.6466 | 0.20899 | 656.4677 | 252.6466 | 0.18516 | 652.9056 | 240.2765 | 0 | 875.3185 | 875.2012 | 100869.055 | 70.3766 | 101289.3 | 87300.84 | 84444.41 | 0 | 0 | 83545.96 | 667.4961 | 0 | 0 | 0 | 7.478 | 83538.48 | 668.3972 | 81157.56 | 80751.7812
1167 | 2021-02-18 14:00 | 790.75 |  | 205.05 | 26.8725 | 3.9146 | 0.2 | 52.737 | 292.0336 | 36.6422 | 0 |  | 790.75 | 589.5044 | 208.1183 | 0.18297 | 589.5044 | 208.1183 | 0.1621 | 582.1832 | 197.9299 | 0 | 764.5108 | 764.5463 | 88117.195 | 65.3922 | 88515.445 | 77668.664 | 74581.37 | 0 | 0 | 73913.24 | 687.5192 | 0 | 0 | 0 | 0 | 73913.24 | 687.5192 | 71925.04 | 71565.4141
1168 | 2021-02-18 15:00 | 622.4334 |  | 150.3333 | 26.7642 | 3.7258 | 0.2 | 40.2361 | 280.6876 | 49.25 | 0 |  | 622.4334 | 476.4745 | 153.006 | 0.14402 | 476.4745 | 153.006 | 0.1276 | 463.7545 | 145.5167 | 0 | 597.0857 | 596.9677 | 68801.59 | 57.1002 | 68989.98 | 62308.09 | 60199.67 | 0 | 0 | 59781.996 | 701.25 | 0 | 0 | 0 | 0 | 59781.996 | 701.25 | 58278.348 | 57986.957
1169 | 2021-02-18 16:00 | 409.95 |  | 113.4333 | 26.2006 | 3.6758 | 0.2 | 27.3021 | 272.2331 | 62.2657 | 0 |  | 409.95 | 300.551 | 115.5862 | 0.094857 | 300.551 | 115.5862 | 0.084039 | 283.2558 | 109.9293 | 0 | 385.3214 | 385.1168 | 44386.6 | 45.8156 | 44134.383 | 41355.727 | 39533.445 | 0 | 0 | 39365.223 | 729.651 | 0 | 0 | 0 | 0 | 39365.223 | 729.651 | 38330.094 | 38138.4453
1170 | 2021-02-18 17:00 | 193.2167 |  | 74.3833 | 25.2541 | 3.4896 | 0.2 | 14.291 | 264.8846 | 75.3483 | 0 |  | 193.2167 | 121.6826 | 75.8124 | 0.044708 | 121.6826 | 75.8124 | 0.039609 | 103.6964 | 72.1027 | 0 | 172.2831 | 172.2302 | 19849.682 | 34.1009 | 19186.68 | 18640.762 | 17668.45 | 0 | 0 | 17635.83 | 748.874 | 0 | 0 | 0 | 0 | 17635.83 | 748.874 | 16734.592 | 16650.918
1171 | 2021-02-18 18:00 | 8.0667 |  | 8.0667 | 24.1211 | 3.1662 | 0.2 | 1.4245 | 257.6838 | 88.2152 | 0 |  | 8.0667 | 0 | 8.1421 | 0.0018665 | 0 | 8.1421 | 0.0016537 | 0 | 7.7431 | 0 | 7.5883 | 7.5886 | 874.5942 | 24.5167 | 458.0867 | 458.2784 | 447.8305 | 0 | 0 | 447.8017 | 629.6437 | 0 | 0 | 0 | 7.1211 | 440.6806 | 652.1456 | 363.3868 | 361.5698547363281
1172 | 2021-02-18 19:00 | 0 |  | 0 | 23.2663 | 2.6292 | 0.2
1173 | 2021-02-18 20:00 | 0 |  | 0 | 22.6492 | 2.0946 | 0.2
1174 | 2021-02-18 21:00 | 0 |  | 0 | 21.9509 | 1.0437 | 0.2
1175 | 2021-02-18 22:00 | 0 |  | 0 | 21.2325 | 0.75 | 0.2
1176 | 2021-02-18 23:00 | 0 |  | 0 | 20.5604 | 0.91042 | 0.2
1177 | 2021-02-19 | 0 |  | 0 | 20.1735 | 1.1371 | 0.2
1178 | 2021-02-19 01:00 | 0 |  | 0 | 19.8364 | 1.0742 | 0.2
1179 | 2021-02-19 02:00 | 0 |  | 0 | 19.6212 | 1.445 | 0.2
1180 | 2021-02-19 03:00 | 0 |  | 0 | 19.4343 | 2 | 0.2
1181 | 2021-02-19 04:00 | 0 |  | 0 | 19.3038 | 1.6725 | 0.2
1182 | 2021-02-19 05:00 | 0.6 |  | 0.6 | 19.3804 | 2.595 | 0.2 | -2.9744 | 104.7332 | 90 | 0 |  | 0.6 | 0 | 0.65484 | 0.00013883 | 0 | 0.65484 | 0 | 0 | 0.62276 | 0 | 0.6103 | 0.6103 | 70.3385 | 19.4131 | 3.2794 | 3.2611 | 3.2533 | 0 | 0 | 3.2532 | 67.3963 | 0 | 0 | 0 | 3.2532 | 0 | 650 | 0 | 0
1183 | 2021-02-19 06:00 | 120.5 |  | 48.9833 | 20.2096 | 2.7346 | 0.2 | 9.7869 | 97.3822 | 80.7519 | 0 |  | 120.5 | 67.5353 | 48.748 | 0.027882 | 67.5353 | 48.748 | 0.024702 | 49.8758 | 46.3551 | 0 | 94.3062 | 94.3912 | 10878.676 | 25.2275 | 10164.3545 | 10144.022 | 9154.047 | 0 | 0 | 9145.542 | 752.9965 | 0 | 0 | 0 | 0 | 9145.542 | 752.9965 | 8282.781 | 8241.3672
1184 | 2021-02-19 07:00 | 334.4 |  | 85.8667 | 21.5276 | 3.2508 | 0.2 | 22.7605 | 90.131 | 67.7194 | 0 |  | 334.4 | 243.3405 | 86.2502 | 0.077375 | 243.3405 | 86.2502 | 0.068551 | 223.3872 | 82.0206 | 0 | 299.2997 | 299.1492 | 34477.383 | 37.0616 | 34040.992 | 32790.22 | 31016.9 | 0 | 0 | 30918.047 | 741.5184 | 0 | 0 | 0 | 0 | 30918.047 | 741.5184 | 30013.379 | 29863.3105
1185 | 2021-02-19 08:00 | 545.5333 |  | 129.5667 | 22.9906 | 2.5663 | 0.2 | 35.7326 | 82.1352 | 54.6852 | 0 |  | 545.5333 | 411.4781 | 130.5123 | 0.12623 | 411.4781 | 130.5123 | 0.11183 | 396.4385 | 124.115 | 0 | 510.1425 | 510.1807 | 58797.94 | 50.321 | 58818.094 | 54342.586 | 52496.676 | 0 | 0 | 52198.535 | 721.4316 | 0 | 0 | 0 | 0 | 52198.535 | 721.4316 | 50863.46 | 50609.1445
1186 | 2021-02-19 09:00 | 737.0167 |  | 175.35 | 24.4744 | 2.7071 | 0.2 | 48.4094 | 71.99 | 41.934 | 0 |  | 737.0167 | 558.4829 | 176.829 | 0.17054 | 558.4829 | 176.829 | 0.15109 | 548.8578 | 168.1641 | 0 | 702.6814 | 702.7624 | 80997.72 | 61.8809 | 81343.92 | 72279.914 | 69547.46 | 0 | 0 | 68984.92 | 693.8321 | 0 | 0 | 0 | 0 | 68984.92 | 693.8321 | 67185.86 | 66849.9297
1187 | 2021-02-19 10:00 | 851.9667 |  | 253.1333 | 25.914 | 3.5337 | 0.2 | 60.1584 | 56.5937 | 30.07 | 0 |  | 851.9667 | 597.4273 | 255.037 | 0.19713 | 597.4273 | 255.037 | 0.17465 | 592.78 | 242.5426 | 0 | 818.6161 | 818.6354 | 94350.65 | 67.8798 | 94778.08 | 82449.17 | 79728.37 | 0 | 0 | 78947.836 | 676.612 | 0 | 0 | 0 | 0 | 78947.836 | 676.612 | 76758.06 | 76374.2734
1188 | 2021-02-19 11:00 | 911.6834 |  | 291 | 27.1132 | 3.4413 | 0.2 | 69.1214 | 28.704 | 20.8164 | 0 |  | 911.6834 | 620.7873 | 293.3035 | 0.21095 | 620.7873 | 293.3035 | 0.18689 | 618.6116 | 278.9373 | 0 | 879.5979 | 879.6115 | 101374.055 | 72.3949 | 101794.43 | 87089.766 | 84909.59 | 0 | 0 | 83970.51 | 658.9515 | 0 | 0 | 0 | 68.6632 | 83901.84 | 661.8173 | 81505.5 | 81097.9766
1189 | 2021-02-19 12:00 | 934.3833 |  | 294.5833 | 28.0497 | 2.9146 | 0.2 | 70.7569 | 345.099 | 18.5572 | 0 |  | 934.3833 | 641.2846 | 297.3374 | 0.2162 | 641.2846 | 297.3374 | 0.19155 | 639.4658 | 282.7766 | 0 | 903.7975 | 903.8126 | 104165.22 | 75.7057 | 104570.75 | 88346.06 | 85501.37 | 0 | 0 | 84550.8 | 655.7822 | 0 | 0 | 0 | 314.583 | 84236.21 | 662.5536 | 81825.63 | 81416.5078
1190 | 2021-02-19 13:00 | 896.55 |  | 265.05 | 28.6942 | 2.8775 | 0.2 | 63.6494 | 311.0136 | 25.5848 | 0 |  | 896.55 | 634.268 | 268.1517 | 0.20745 | 634.268 | 268.1517 | 0.18379 | 630.7452 | 255.0223 | 0 | 868.0522 | 867.858 | 100021.47 | 74.5317 | 100446.01 | 85250.055 | 82913.13 | 0 | 0 | 82016.4 | 655.0424 | 0 | 0 | 0 | 302.4304 | 81713.97 | 662.9368 | 79409.86 | 79012.8125
1191 | 2021-02-19 14:00 | 783.3166 |  | 215.3167 | 29.0066 | 2.2429 | 0.2 | 52.5135 | 292.4923 | 36.8604 | 0 |  | 783.3166 | 571.7574 | 218.421 | 0.18125 | 571.7574 | 218.421 | 0.16058 | 564.5544 | 207.7281 | 0 | 756.8369 | 756.5606 | 87195.97 | 70.1362 | 87590.734 | 75549.28 | 73212.36 | 0 | 0 | 72537.11 | 668.5092 | 0 | 0 | 0 | 0 | 72537.11 | 668.5092 | 70602.53 | 70249.5234
1192 | 2021-02-19 15:00 | 612.15 |  | 161.95 | 28.9559 | 1.8129 | 0.2 | 40.0395 | 281.0776 | 49.4417 | 0 |  | 612.15 | 454.4444 | 164.6963 | 0.14164 | 454.4444 | 164.6963 | 0.12549 | 442.176 | 156.6347 | 0 | 586.8345 | 586.8757 | 67638.02 | 61.4912 | 67807.805 | 60302.152 | 58194.44 | 0 | 0 | 57794.707 | 692.6303 | 0 | 0 | 0 | 0 | 57794.707 | 692.6303 | 56334.61 | 56052.9375
1193 | 2021-02-19 16:00 | 401.8833 |  | 123.7667 | 28.4117 | 1.9275 | 0.2 | 27.1147 | 272.5752 | 62.4484 | 0 |  | 401.8833 | 281.9731 | 125.9747 | 0.09299 | 281.9731 | 125.9747 | 0.082385 | 265.5614 | 119.8091 | 0 | 377.6631 | 377.6624 | 43527.438 | 49.2397 | 43258.848 | 40072.652 | 38664.91 | 0 | 0 | 38499.453 | 720.7768 | 0 | 0 | 0 | 0 | 38499.453 | 720.7768 | 37485.22 | 37297.793
1194 | 2021-02-19 17:00 | 186.7333 |  | 67.9 | 27.4523 | 1.2412 | 0.2 | 14.1018 | 265.1975 | 75.5331 | 0 |  | 186.7333 | 121.7581 | 69.3095 | 0.043207 | 121.7581 | 69.3095 | 0.03828 | 103.4594 | 65.9183 | 0 | 165.9901 | 165.9735 | 19128.822 | 36.8961 | 18457.82 | 17769.697 | 16798.9 | 0 | 0 | 16768.76 | 742.3447 | 0 | 0 | 0 | 0 | 16768.76 | 742.3447 | 15877.866 | 15798.4766
1195 | 2021-02-19 18:00 | 6.9167 |  | 6.6333 | 26.2941 | 1.2475 | 0.2 | 1.2249 | 257.9806 | 88.3397 | 0 |  | 6.9167 | 0.094321 | 7.2531 | 0.0016004 | 0.089556 | 7.2531 | 0.0014179 | 0.014687 | 6.8974 | 0 | 6.7738 | 6.7744 | 780.7711 | 26.6794 | 378.6123 | 378.2324 | 369.1463 | 0 | 0 | 369.1257 | 615.7573 | 0 | 0 | 0 | 14.1963 | 354.9294 | 649.9996 | 292.3927 | 290.93072509765625
1196 | 2021-02-19 19:00 | 0 |  | 0 | 25.3896 | 1.6838 | 0.2
1197 | 2021-02-19 20:00 | 0 |  | 0 | 24.5345 | 1.9033 | 0.2
1198 | 2021-02-19 21:00 | 0 |  | 0 | 23.7054 | 1.0671 | 0.2
1199 | 2021-02-19 22:00 | 0 |  | 0 | 23.0272 | 0.91458 | 0.2
1200 | 2021-02-19 23:00 | 0 |  | 0 | 22.3265 | 0.50167 | 0.2
1201 | 2021-02-20 | 0 |  | 0 | 21.7195 | 0.55 | 0.2
1202 | 2021-02-20 01:00 | 0 |  | 0 | 21.1272 | 0.51042 | 0.2
1203 | 2021-02-20 02:00 | 0 |  | 0 | 20.7461 | 0.9975 | 0.2
1204 | 2021-02-20 03:00 | 0 |  | 0 | 20.4142 | 0.94042 | 0.2
1205 | 2021-02-20 04:00 | 0 |  | 0 | 20.1796 | 0.51375 | 0.2
1206 | 2021-02-20 05:00 | 0.51667 |  | 0.51667 | 20.2218 | 0.72167 | 0.2 | -3.1384 | 104.4135 | 90 | 0 |  | 0.51667 | 0 | 0.56468 | 0.00011955 | 0 | 0.56468 | 0 | 0 | 0.53701 | 0 | 0.52627 | 0.52627 | 60.6545 | 20.2524 | 2.44 | 2.4284 | 2.422 | 0 | 0 | 2.4219 | 57.9497 | 0 | 0 | 0 | 2.4219 | 0 | 650 | 0 | 0
1207 | 2021-02-20 06:00 | 128.1 |  | 49.5 | 21.0501 | 1.0992 | 0.2 | 9.6367 | 97.0512 | 80.8985 | 0 |  | 128.1 | 74.186 | 49.2618 | 0.029641 | 74.186 | 49.2618 | 0.02626 | 54.4187 | 46.8437 | 0 | 99.2372 | 99.2518 | 11439.014 | 26.7341 | 10725.332 | 10652.954 | 9580.285 | 0 | 0 | 9570.91 | 755.2153 | 0 | 0 | 0 | 0 | 9570.91 | 755.2153 | 8705.933 | 8662.4033
1208 | 2021-02-20 07:00 | 355.5167 |  | 62.2167 | 22.3762 | 0.91458 | 0.2 | 22.6151 | 89.775 | 67.8607 | 0 |  | 355.5167 | 287.1839 | 62.7566 | 0.082262 | 287.1839 | 62.7566 | 0.07288 | 263.4066 | 59.6793 | 0 | 316.6241 | 316.6567 | 36495.477 | 40.6634 | 36095.836 | 34368.324 | 32892.277 | 0 | 0 | 32780.645 | 739.8795 | 0 | 0 | 0 | 0 | 32780.645 | 739.8795 | 31850.879 | 31691.623
1209 | 2021-02-20 08:00 | 584.9833 |  | 80.2 | 23.8469 | 0.77417 | 0.2 | 35.5812 | 81.7341 | 54.8317 | 0 |  | 584.9833 | 499.3749 | 81.1454 | 0.13536 | 499.3749 | 81.1454 | 0.11992 | 480.9667 | 77.1687 | 0 | 546.9727 | 547.0889 | 63052.887 | 55.6444 | 63147.914 | 57308.152 | 55066.6 | 0 | 0 | 54726.508 | 708.5202 | 0 | 0 | 0 | 0 | 54726.508 | 708.5202 | 53334.523 | 53067.8516
1210 | 2021-02-20 09:00 | 782.7667 |  | 106.8167 | 25.5116 | 1.1812 | 0.2 | 48.2358 | 71.5166 | 42.1012 | 0 |  | 782.7667 | 672.1719 | 107.8504 | 0.18112 | 672.1719 | 107.8504 | 0.16047 | 660.4691 | 102.566 | 0 | 747.7744 | 747.8497 | 86190.63 | 68.1798 | 86580.21 | 75219.98 | 72621.5 | 0 | 0 | 71976.13 | 677.1979 | 0 | 0 | 0 | 0 | 71976.13 | 677.1979 | 70063.234 | 69712.9141
1211 | 2021-02-20 10:00 | 940.7833 |  | 124.8 | 27.0523 | 2.1787 | 0.2 | 59.9341 | 56.0308 | 30.2851 | 0 |  | 940.7833 | 814.1321 | 125.7674 | 0.21768 | 814.1321 | 125.7674 | 0.19286 | 807.6966 | 119.6061 | 0 | 908.7567 | 908.8046 | 104741.8 | 76.603 | 105145.38 | 88536.125 | 85758.164 | 0 | 0 | 84799.664 | 653.0079 | 0 | 0 | 0 | 702.8894 | 84096.77 | 664.0583 | 81692.13 | 81283.6719
1212 | 2021-02-20 11:00 | 1011.6667 |  | 151.9833 | 28.3408 | 3.0708 | 0.2 | 68.8067 | 28.2184 | 21.1181 | 0 |  | 1011.6667 | 859.8976 | 152.7968 | 0.23409 | 859.8976 | 152.7968 | 0.20739 | 856.7903 | 145.3124 | 0 | 982.0606 | 982.0829 | 113188.72 | 79.757 | 113510.26 | 94406.68 | 91396.8 | 0 | 0 | 90264.02 | 642.3361 | 0 | 0 | 0 | 1279.5658 | 88984.46 | 656.0377 | 86367.69 | 85935.8516
1213 | 2021-02-20 12:00 | 1026.75 |  | 163.7 | 29.3263 | 3.2846 | 0.2 | 70.4014 | 345.2679 | 18.9126 | 0 |  | 1026.75 | 865.1285 | 164.5847 | 0.23758 | 865.1285 | 164.5847 | 0.21048 | 862.5787 | 156.524 | 0 | 998.7206 | 998.6404 | 115089.93 | 81.1033 | 115388.14 | 95470.2 | 93087.86 | 0 | 0 | 91883.94 | 634.3545 | 0 | 0 | 0 | 1962.1644 | 89921.77 | 650.7623 | 87263.42 | 86827.1016
1214 | 2021-02-20 13:00 | 974.4667 |  | 149.5333 | 29.9802 | 3.8096 | 0.2 | 63.3639 | 311.5052 | 25.8675 | 0 |  | 974.4667 | 828.6316 | 150.8506 | 0.22548 | 828.6316 | 150.8506 | 0.19976 | 823.9194 | 143.4636 | 0 | 948.0353 | 948.0689 | 109267.586 | 77.9749 | 109632.16 | 91816.2 | 88438.195 | 0 | 0 | 87391.99 | 647.5227 | 0 | 0 | 0 | 465.398 | 86926.59 | 656.2114 | 84400.11 | 83978.1094
1215 | 2021-02-20 14:00 | 855.5333 |  | 129.6833 | 30.2875 | 3.9362 | 0.2 | 52.2844 | 292.9476 | 37.0844 | 0 |  | 855.5333 | 730.7401 | 131.368 | 0.19796 | 730.7401 | 131.368 | 0.17538 | 721.3986 | 124.9359 | 0 | 829.4079 | 829.3425 | 95584.98 | 72.0306 | 96007.78 | 82231.72 | 79543.27 | 0 | 0 | 78741.32 | 666.4475 | 0 | 0 | 0 | 36.1097 | 78705.2 | 668.3148 | 76525.34 | 76142.7188
1216 | 2021-02-20 15:00 | 677.6167 |  | 97.6667 | 30.2254 | 4.0767 | 0.2 | 39.8377 | 281.4668 | 49.6385 | 0 |  | 677.6167 | 585.5135 | 99.4333 | 0.15679 | 585.5135 | 99.4333 | 0.13891 | 569.524 | 94.5654 | 0 | 650.8076 | 650.6071 | 74984.195 | 62.7637 | 75259.01 | 66644.836 | 64383.914 | 0 | 0 | 63888.766 | 690.2264 | 0 | 0 | 0 | 0 | 63888.766 | 690.2264 | 62276.78 | 61965.3984
1217 | 2021-02-20 16:00 | 464.1333 |  | 54.7833 | 29.6614 | 3.675 | 0.2 | 26.9227 | 272.9175 | 62.6358 | 0 |  | 464.1333 | 415.1356 | 56.1519 | 0.10739 | 415.1356 | 56.1519 | 0.095146 | 390.6892 | 53.4035 | 0 | 435.2108 | 434.9305 | 50127.36 | 51.8144 | 49984.76 | 45917.87 | 43953.684 | 0 | 0 | 43737.895 | 718.7609 | 0 | 0 | 0 | 0 | 43737.895 | 718.7609 | 42598.496 | 42385.5
1218 | 2021-02-20 17:00 | 213 |  | 64.9167 | 28.6396 | 4.1338 | 0.2 | 13.9084 | 265.511 | 75.7222 | 0 |  | 213 | 151.8258 | 66.3114 | 0.049285 | 151.8258 | 66.3114 | 0.043665 | 128.6139 | 63.067 | 0 | 187.8473 | 187.8294 | 21647.977 | 38.009 | 21008.24 | 20153.705 | 19132.555 | 0 | 0 | 19093.133 | 740.0368 | 0 | 0 | 0 | 0 | 19093.133 | 740.0368 | 18182.42 | 18091.5078
1219 | 2021-02-20 18:00 | 8 |  | 8 | 27.4032 | 4.4104 | 0.2 | 1.0215 | 258.2784 | 88.4647 | 0 |  | 8 | 0 | 8.0313 | 0.0018511 | 0 | 8.0313 | 0.00164 | 0 | 7.6378 | 0 | 7.485 | 7.4848 | 862.6345 | 27.7719 | 447.849 | 446.5879 | 435.7559 | 0 | 0 | 435.7278 | 622.8041 | 0 | 0 | 0 | 12.7194 | 423.0084 | 649.9995 | 348.7446 | 347.00091552734375
1220 | 2021-02-20 19:00 | 0 |  | 0 | 26.5246 | 4.5163 | 0.2
1221 | 2021-02-20 20:00 | 0 |  | 0 | 25.7141 | 3.4979 | 0.2
1222 | 2021-02-20 21:00 | 0 |  | 0 | 24.9036 | 2.3075 | 0.2
1223 | 2021-02-20 22:00 | 0 |  | 0 | 24.0931 | 1.7888 | 0.2
1224 | 2021-02-20 23:00 | 0 |  | 0 | 23.3507 | 1.85 | 0.2
1225 | 2021-02-21 | 0 |  | 0 | 23.0102 | 1.7862 | 0.2
1226 | 2021-02-21 01:00 | 0 |  | 0 | 22.6374 | 2.2321 | 0.2
1227 | 2021-02-21 02:00 | 0 |  | 0 | 22.3909 | 2.8967 | 0.2
1228 | 2021-02-21 03:00 | 0 |  | 0 | 22.1779 | 3 | 0.2
1229 | 2021-02-21 04:00 | 0 |  | 0 | 22.0312 | 3 | 0.2
1230 | 2021-02-21 05:00 | 0.46667 |  | 0.46667 | 22.0946 | 2.9517 | 0.2 | -3.3015 | 104.0898 | 90 | 0 |  | 0.46667 | 0 | 0.51049 | 0.00010798 | 0 | 0.51049 | 0 | 0 | 0.48548 | 0 | 0.47577 | 0.47577 | 54.8318 | 22.1196 | 1.9942 | 1.9885 | 1.9834 | 0 | 0 | 1.9833 | 52.5948 | 0 | 0 | 0 | 1.9833 | 0 | 650 | 0 | 0
1231 | 2021-02-21 06:00 | 108.3 |  | 66.0167 | 22.8347 | 2.6517 | 0.2 | 9.4873 | 96.7168 | 81.0443 | 0 |  | 108.3 | 39.888 | 65.4307 | 0.025059 | 39.888 | 65.4307 | 0.022201 | 29.056 | 62.2197 | 0 | 89.4501 | 89.4806 | 10312.886 | 27.6096 | 9594.344 | 9510.272 | 8720.441 | 0 | 0 | 8712.651 | 747.3953 | 0 | 0 | 0 | 0 | 8712.651 | 747.3953 | 7855.607 | 7816.3291
1232 | 2021-02-21 07:00 | 314.1167 |  | 107.4667 | 24.0806 | 2.5758 | 0.2 | 22.4701 | 89.4156 | 68.0016 | 0 |  | 314.1167 | 202.3501 | 107.8243 | 0.072682 | 202.3501 | 107.8243 | 0.064393 | 185.4334 | 102.5374 | 0 | 282.2114 | 282.1057 | 32512.832 | 39.1864 | 32041.467 | 30655.21 | 29103.873 | 0 | 0 | 29017.92 | 746.1584 | 0 | 0 | 0 | 0 | 29017.92 | 746.1584 | 28125.621 | 27984.9922
1233 | 2021-02-21 08:00 | 544.7167 |  | 132.2 | 25.7672 | 2.4742 | 0.2 | 35.4296 | 81.3298 | 54.9784 | 0 |  | 544.7167 | 408.1293 | 133.1561 | 0.12604 | 408.1293 | 133.1561 | 0.11167 | 392.9557 | 126.6294 | 0 | 509.1934 | 509.1922 | 58686.2 | 53.1592 | 58704.062 | 53721.992 | 51175.266 | 0 | 0 | 50887.844 | 718.6468 | 0 | 0 | 0 | 0 | 50887.844 | 718.6468 | 49582.56 | 49334.6445
1234 | 2021-02-21 09:00 | 744.25 |  | 156.1833 | 27.4952 | 3.0142 | 0.2 | 48.061 | 71.0406 | 42.2696 | 0 |  | 744.25 | 584.8274 | 157.5617 | 0.17221 | 584.8274 | 157.5617 | 0.15257 | 574.5406 | 149.8413 | 0 | 709.8942 | 709.9775 | 81827.29 | 64.7614 | 82182.39 | 72292.22 | 69666.63 | 0 | 0 | 69093.555 | 688.7402 | 0 | 0 | 0 | 0 | 69093.555 | 688.7402 | 67290.41 | 66953.9531
1235 | 2021-02-21 10:00 | 893.7667 |  | 209.4 | 29.0785 | 4.6433 | 0.2 | 59.7074 | 55.4678 | 30.5024 | 0 |  | 893.7667 | 682.8695 | 211.3884 | 0.20681 | 682.8695 | 211.3884 | 0.18322 | 677.3837 | 201.0326 | 0 | 860.848 | 860.8822 | 99220.58 | 71.0373 | 99647.17 | 85686.164 | 83169.56 | 0 | 0 | 82283.51 | 664.3851 | 0 | 0 | 0 | 4.3077 | 82279.2 | 665.4533 | 79951.414 | 79551.6641
1236 | 2021-02-21 11:00 | 978.1667 |  | 221.75 | 30.4154 | 4.7071 | 0.2 | 68.4893 | 27.7364 | 21.4228 | 0 |  | 978.1667 | 756.6681 | 224.1796 | 0.22633 | 756.6681 | 224.1796 | 0.20052 | 753.8492 | 213.1997 | 0 | 947.7079 | 947.6766 | 109224.125 | 76.4706 | 109591.03 | 92315.29 | 89845.914 | 0 | 0 | 88773.84 | 649.5415 | 0 | 0 | 0 | 463.8554 | 88309.984 | 657.4405 | 85722.96 | 85294.3516
1237 | 2021-02-21 12:00 | 985.8 |  | 229.6333 | 31.4327 | 6.0062 | 0.2 | 70.0425 | 345.425 | 19.2714 | 0 |  | 985.8 | 758.0553 | 232.4599 | 0.2281 | 758.0553 | 232.4599 | 0.20209 | 755.7341 | 221.0769 | 0 | 957.2748 | 957.3353 | 110337.13 | 75.2868 | 110690.33 | 93658.31 | 90537.69 | 0 | 0 | 89468.37 | 655.8154 | 0 | 0 | 0 | 246.6671 | 89221.7 | 662.0808 | 86594.44 | 86161.4609
1238 | 2021-02-21 13:00 | 923.7833 |  | 229.1667 | 32.0999 | 5.8792 | 0.2 | 63.0729 | 311.9866 | 26.1559 | 0 |  | 923.7833 | 697.8012 | 232.2661 | 0.21375 | 697.8012 | 232.2661 | 0.18937 | 693.7371 | 220.8944 | 0 | 896.3389 | 896.1827 | 103288.195 | 73.3908 | 103695.695 | 88374.12 | 85863.375 | 0 | 0 | 84910.36 | 658.7651 | 0 | 0 | 0 | 89.7407 | 84820.62 | 662.3342 | 82385.07 | 81973.1406
1239 | 2021-02-21 14:00 | 802.7 |  | 173.2667 | 32.4137 | 5.3412 | 0.2 | 52.0497 | 293.3993 | 37.3142 | 0 |  | 802.7 | 633.752 | 175.8162 | 0.18573 | 633.752 | 175.8162 | 0.16455 | 625.5285 | 167.2088 | 0 | 776.8825 | 776.7274 | 89519.375 | 69.0875 | 89927.17 | 77870.09 | 75398.19 | 0 | 0 | 74686.47 | 672.5225 | 0 | 0 | 0 | 0 | 74686.47 | 672.5225 | 72667.86 | 72304.5156
1240 | 2021-02-21 15:00 | 620.9334 |  | 146 | 32.3452 | 4.9058 | 0.2 | 39.6308 | 281.8551 | 49.8404 | 0 |  | 620.9334 | 479.5694 | 148.6603 | 0.14368 | 479.5694 | 148.6603 | 0.12729 | 466.3179 | 141.384 | 0 | 595.5479 | 595.2567 | 68605.63 | 61.0131 | 68790.73 | 61290.668 | 58808.496 | 0 | 0 | 58400.44 | 694.3532 | 0 | 0 | 0 | 0 | 58400.44 | 694.3532 | 56927.023 | 56642.3867
1241 | 2021-02-21 16:00 | 405.45 |  | 118.4667 | 31.7772 | 4.0179 | 0.2 | 26.7262 | 273.26 | 62.8278 | 0 |  | 405.45 | 291.1181 | 120.655 | 0.093815 | 291.1181 | 120.655 | 0.083116 | 273.7677 | 114.75 | 0 | 380.7473 | 380.5305 | 43858.035 | 50.8593 | 43595.754 | 40169.855 | 38186.758 | 0 | 0 | 38025.04 | 721.4714 | 0 | 0 | 0 | 0 | 38025.04 | 721.4714 | 37022.293 | 36837.1836
1242 | 2021-02-21 17:00 | 182.4 |  | 86.8333 | 30.7904 | 3.5688 | 0.2 | 13.7109 | 265.8252 | 75.9153 | 0 |  | 182.4 | 98.0477 | 88.0269 | 0.042205 | 98.0477 | 88.0269 | 0.037392 | 82.7902 | 83.7191 | 0 | 163.1791 | 163.1223 | 18800.338 | 39.1392 | 18125.08 | 17323.645 | 16513.533 | 0 | 0 | 16483.709 | 733.6162 | 0 | 0 | 0 | 0 | 16483.709 | 733.6162 | 15596.984 | 15518.999
1243 | 2021-02-21 18:00 | 7 |  | 7 | 29.6078 | 2.6162 | 0.2 | 0.81431 | 258.5772 | 88.5575 | 0 |  | 7 | 0 | 7.0571 | 0.0016197 | 0 | 7.0571 | 0.001435 | 0 | 6.7113 | 0 | 6.577 | 6.5773 | 758.0813 | 29.9593 | 359.5561 | 358.7027 | 351.1052 | 0 | 0 | 351.0859 | 607.5491 | 0 | 0 | 0 | 21.6372 | 329.4488 | 649.9999 | 271.3234 | 269.9667663574219
1244 | 2021-02-21 19:00 | 0 |  | 0 | 28.6159 | 2.6396 | 0.2
1245 | 2021-02-21 20:00 | 0 |  | 0 | 27.662 | 1.98 | 0.2
1246 | 2021-02-21 21:00 | 0 |  | 0 | 26.7082 | 1.5904 | 0.2
1247 | 2021-02-21 22:00 | 0 |  | 0 | 25.7543 | 1.2758 | 0.2
1248 | 2021-02-21 23:00 | 0 |  | 0 | 24.8187 | 1.3742 | 0.2
1249 | 2021-02-22 | 0 |  | 0 | 24.0093 | 1.3517 | 0.2
1250 | 2021-02-22 01:00 | 0 |  | 0 | 23.3354 | 1.0033 | 0.2
1251 | 2021-02-22 02:00 | 0 |  | 0 | 22.8988 | 0.68792 | 0.2
1252 | 2021-02-22 03:00 | 0 |  | 0 | 22.5145 | 0.7525 | 0.2
1253 | 2021-02-22 04:00 | 0 |  | 0 | 22.2444 | 0.14042 | 0.2
1254 | 2021-02-22 05:00 | 0.4 |  | 0.4 | 22.2534 | 0.18625 | 0.2 | -3.4635 | 103.7623 | 90 | 0 |  | 0.4 | 0 | 0.43806 | 9.25544e-05 | 0 | 0.43806 | 0 | 0 | 0.41659 | 0 | 0.40826 | 0.40826 | 47.0539 | 22.2777 | 1.4696 | 1.4656 | 1.4613 | 0 | 0 | 1.4612 | 44.9962 | 0 | 0 | 0 | 1.4612 | 0 | 650 | 0 | 0
1255 | 2021-02-22 06:00 | 105.05 |  | 65 | 22.8958 | 0.28708 | 0.2 | 9.3386 | 96.3789 | 81.1894 | 0 |  | 105.05 | 37.7613 | 64.4183 | 0.024307 | 37.7613 | 64.4183 | 0.021535 | 27.3087 | 61.2569 | 0 | 86.7943 | 86.9338 | 10019.3125 | 28.0617 | 9301.916 | 9206.119 | 8464.081 | 0 | 0 | 8456.806 | 748.4333 | 0 | 0 | 0 | 0 | 8456.806 | 748.4333 | 7604.7803 | 7566.7563
1256 | 2021-02-22 07:00 | 301.9 |  | 116.0333 | 23.9881 | 0.34833 | 0.2 | 22.3254 | 89.053 | 68.1421 | 0 |  | 301.9 | 182.0082 | 116.0369 | 0.069855 | 182.0082 | 116.0369 | 0.061889 | 166.6439 | 110.3476 | 0 | 271.4516 | 271.476 | 31288.422 | 40.0753 | 30795.887 | 29374.963 | 27949.209 | 0 | 0 | 27868.936 | 743.8242 | 0 | 0 | 0 | 0 | 27868.936 | 743.8242 | 26986.861 | 26851.9277
1257 | 2021-02-22 08:00 | 518.8333 |  | 152.7667 | 25.4438 | 0.69667 | 0.2 | 35.2776 | 80.9226 | 55.1253 | 0 |  | 518.8333 | 362.2029 | 153.7137 | 0.12005 | 362.2029 | 153.7137 | 0.10636 | 348.6211 | 146.1796 | 0 | 484.9047 | 484.8778 | 55882.86 | 53.725 | 55849.41 | 51006.676 | 48959.805 | 0 | 0 | 48694.508 | 715.3498 | 0 | 0 | 0 | 0 | 48694.508 | 715.3498 | 47439.5 | 47202.3008
1258 | 2021-02-22 09:00 | 703.05 |  | 204.9833 | 26.9302 | 1.2779 | 0.2 | 47.885 | 70.5624 | 42.4392 | 0 |  | 703.05 | 495.3644 | 206.4546 | 0.16268 | 495.3644 | 206.4546 | 0.14412 | 486.5611 | 196.3382 | 0 | 669.2413 | 669.2026 | 77127.16 | 64.9437 | 77432.48 | 68064.38 | 66100.15 | 0 | 0 | 65570.49 | 682.6461 | 0 | 0 | 0 | 0 | 65570.49 | 682.6461 | 63897.727 | 63578.2383
1259 | 2021-02-22 10:00 | 867.3333 |  | 223.6833 | 28.3311 | 2.7788 | 0.2 | 59.4785 | 54.9049 | 30.7219 | 0 |  | 867.3333 | 642.2949 | 225.679 | 0.20069 | 642.2949 | 225.679 | 0.1778 | 637.0506 | 214.6231 | 0 | 834.6402 | 834.6565 | 96198.12 | 72.6134 | 96626.87 | 82602.9 | 79941.875 | 0 | 0 | 79132.63 | 663.8362 | 0 | 0 | 0 | 120.5299 | 79012.1 | 668.3647 | 76819.7 | 76435.6016
1260 | 2021-02-22 11:00 | 933.35 |  | 275.9667 | 29.4979 | 3.0533 | 0.2 | 68.1691 | 27.2584 | 21.7303 | 0 |  | 933.35 | 657.6573 | 278.3646 | 0.21596 | 657.6573 | 278.3646 | 0.19133 | 655.1318 | 264.7306 | 0 | 901.4651 | 901.3965 | 103885.33 | 76.7275 | 104293.52 | 87771.81 | 84320.5 | 0 | 0 | 83380.79 | 654.5306 | 0 | 0 | 0 | 83.1065 | 83297.69 | 658.3666 | 80926.98 | 80522.3359
1261 | 2021-02-22 12:00 | 937.5666 |  | 294.6833 | 30.3841 | 2.3171 | 0.2 | 69.6802 | 345.5709 | 19.6334 | 0 |  | 937.5666 | 644.5473 | 297.4745 | 0.21694 | 644.5473 | 297.4745 | 0.1922 | 642.4974 | 282.9071 | 0 | 906.8964 | 906.835 | 104513.55 | 79.5172 | 104918.38 | 87360.164 | 85094.305 | 0 | 0 | 84114.48 | 644.3144 | 0 | 0 | 0 | 1107.818 | 83006.66 | 655.903 | 80648.25 | 80245.0078
1262 | 2021-02-22 13:00 | 911.6167 |  | 222.3833 | 30.978 | 2.1129 | 0.2 | 62.7765 | 312.4578 | 26.4498 | 0 |  | 911.6167 | 692.4642 | 225.475 | 0.21094 | 692.4642 | 225.475 | 0.18688 | 688.3329 | 214.4359 | 0 | 884.7134 | 884.5841 | 101951.45 | 79.3529 | 102365 | 85273.555 | 82220.27 | 0 | 0 | 81307.58 | 646.327 | 0 | 0 | 0 | 650.4791 | 80657.1 | 657.0396 | 78396.98 | 78004.9922
1263 | 2021-02-22 14:00 | 791.15 |  | 183.65 | 31.2431 | 2.1121 | 0.2 | 51.8095 | 293.8471 | 37.5494 | 0 |  | 791.15 | 611.7448 | 186.6535 | 0.18306 | 611.7448 | 186.6535 | 0.16218 | 603.6851 | 177.5165 | 0 | 765.5775 | 765.3656 | 88212.445 | 73.0999 | 88613.484 | 75600.11 | 72971.57 | 0 | 0 | 72291.39 | 664.0529 | 0 | 0 | 0 | 16.8052 | 72274.586 | 666.8586 | 70350.164 | 69998.4141
1264 | 2021-02-22 15:00 | 598.3667 |  | 166.1333 | 31.146 | 2.3925 | 0.2 | 39.4191 | 282.2422 | 50.0473 | 0 |  | 598.3667 | 436.5268 | 168.9136 | 0.13845 | 436.5268 | 168.9136 | 0.12266 | 424.3184 | 160.6456 | 0 | 573.2647 | 573.0101 | 66040.875 | 62.0859 | 66185.99 | 58744.695 | 56948.348 | 0 | 0 | 56561.617 | 691.2591 | 0 | 0 | 0 | 0 | 56561.617 | 691.2591 | 55128.77 | 54853.125
1265 | 2021-02-22 16:00 | 396.7667 |  | 116.6167 | 30.5885 | 3.7771 | 0.2 | 26.5253 | 273.6024 | 63.0241 | 0 |  | 396.7667 | 284.265 | 118.7976 | 0.091806 | 284.265 | 118.7976 | 0.081336 | 267.113 | 112.9836 | 0 | 372.4947 | 372.4594 | 42926.684 | 49.4716 | 42646.723 | 39476.23 | 37943.633 | 0 | 0 | 37784.188 | 721.3878 | 0 | 0 | 0 | 0 | 37784.188 | 721.3878 | 36787.285 | 36603.3516
1266 | 2021-02-22 17:00 | 169.9333 |  | 82.65 | 29.6439 | 4.6692 | 0.2 | 13.5094 | 266.1399 | 76.1124 | 0 |  | 169.9333 | 89.6119 | 83.8303 | 0.03932 | 89.6119 | 83.8303 | 0.034836 | 75.4106 | 79.728 | 0 | 152.0359 | 152.0662 | 17526.094 | 37.0468 | 16837.904 | 16202.625 | 15447.366 | 0 | 0 | 15421.447 | 736.9611 | 0 | 0 | 0 | 0 | 15421.447 | 736.9611 | 14553.598 | 14480.8301
1267 | 2021-02-22 18:00 | 6.3333 |  | 6.3333 | 28.5482 | 5.1863 | 0.2 | 0.60348 | 258.8769 | 88.6521 | 0 |  | 6.3333 | 0 | 6.398 | 0.0014654 | 0 | 6.398 | 0.0012983 | 0 | 6.0845 | 0 | 5.9628 | 5.9633 | 687.295 | 28.8317 | 301.5627 | 301.578 | 295.8944 | 0 | 0 | 295.8802 | 594.2446 | 0 | 0 | 0 | 26.0259 | 269.8543 | 649.9995 | 222.0936 | 220.98312377929688
1268 | 2021-02-22 19:00 | 0 |  | 0 | 27.7447 | 4.7246 | 0.2
1269 | 2021-02-22 20:00 | 0 |  | 0 | 26.9961 | 2.7358 | 0.2
1270 | 2021-02-22 21:00 | 0 |  | 0 | 26.2476 | 2.3758 | 0.2
1271 | 2021-02-22 22:00 | 0 |  | 0 | 25.499 | 2.1896 | 0.2
1272 | 2021-02-22 23:00 | 0 |  | 0 | 24.7941 | 2.0717 | 0.2
1273 | 2021-02-23 | 0 |  | 0 | 24.3591 | 2.7008 | 0.2
1274 | 2021-02-23 01:00 | 0 |  | 0 | 23.9689 | 2.0008 | 0.2
1275 | 2021-02-23 02:00 | 0 |  | 0 | 23.6565 | 2.8271 | 0.2
1276 | 2021-02-23 03:00 | 0 |  | 0 | 23.5381 | 4.0796 | 0.2
1277 | 2021-02-23 04:00 | 0 |  | 0 | 23.4168 | 4.6354 | 0.2
1278 | 2021-02-23 05:00 | 0.25 |  | 0.25 | 23.3741 | 4.6396 | 0.2 | -3.6245 | 103.4311 | 90 | 0 |  | 0.25 | 0 | 0.27443 | 5.78465e-05 | 0 | 0.27443 | 0 | 0 | 0.26099 | 0 | 0.25577 | 0.25577 | 29.478 | 23.3866 | 0.57703 | 0.57611 | 0.57451 | 0 | 0 | 0.57449 | 28.2696 | 0 | 0 | 0 | 0.57449 | 0 | 650 | 0 | 0
1279 | 2021-02-23 06:00 | 30.4667 |  | 30.4667 | 23.2417 | 4.2646 | 0.2 | 9.1906 | 96.0377 | 81.3336 | 0 |  | 30.4667 | 0 | 30.3006 | 0.0070496 | 0 | 30.3006 | 0.0062456 | 0 | 28.8162 | 0 | 28.2399 | 28.2398 | 3254.683 | 24.642 | 2658.7593 | 2661.569 | 2569.333 | 0 | 0 | 2568.5798 | 709.9237 | 0 | 0 | 0 | 0 | 2568.5798 | 709.9237 | 2168.9568 | 2158.1118
1280 | 2021-02-23 07:00 | 97.6333 |  | 97.5667 | 22.4168 | 4.4779 | 0.2 | 22.181 | 88.6874 | 68.2823 | 0 |  | 97.6333 | 0.06528 | 96.9403 | 0.022591 | 0.06528 | 96.9403 | 0.020015 | 0.059715 | 92.1905 | 0 | 90.4052 | 90.4059 | 10419.205 | 26.8563 | 9695.033 | 9638.5625 | 9295.265 | 0 | 0 | 9286.432 | 749.6616 | 0 | 0 | 0 | 0 | 9286.432 | 749.6616 | 8422.563 | 8380.4512
1281 | 2021-02-23 08:00 | 159.8 |  | 159.4333 | 23.7051 | 5.9854 | 0.2 | 35.1253 | 80.5126 | 55.2726 | 0 |  | 159.8 | 0.36283 | 158.4826 | 0.036975 | 0.36283 | 158.4826 | 0.032759 | 0.34911 | 150.7175 | 0 | 148.0453 | 148.0473 | 17062.322 | 30.4934 | 16367.374 | 16089.878 | 15481.428 | 0 | 0 | 15457.632 | 757.4431 | 0 | 0 | 0 | 0 | 15457.632 | 757.4431 | 14589.053 | 14516.1074
1282 | 2021-02-23 09:00 | 219.8833 |  | 216.8167 | 24.4627 | 4.8117 | 0.2 | 47.7077 | 70.082 | 42.6099 | 0 |  | 219.8833 | 3.0503 | 215.6399 | 0.050878 | 3.0503 | 215.6399 | 0.045076 | 2.9955 | 205.0746 | 0 | 203.9087 | 203.9081 | 23501.008 | 34.3252 | 22883.596 | 22231.896 | 21403.758 | 0 | 0 | 21357.744 | 750.2111 | 0 | 0 | 0 | 0 | 21357.744 | 750.2111 | 20451.998 | 20349.7383
1283 | 2021-02-23 10:00 | 260.6333 |  | 255.1167 | 25.1614 | 3.8292 | 0.2 | 59.2472 | 54.3425 | 30.9438 | 0 |  | 260.6333 | 5.5055 | 253.8648 | 0.060307 | 5.5055 | 253.8648 | 0.053429 | 5.4598 | 241.4271 | 0 | 241.9492 | 241.9501 | 27885.896 | 37.3989 | 27335.55 | 26303.67 | 24978.027 | 0 | 0 | 24915.033 | 748.7989 | 0 | 0 | 0 | 0 | 24915.033 | 748.7989 | 24065.469 | 23945.1406
1284 | 2021-02-23 11:00 | 289.5833 |  | 281.0833 | 25.5618 | 3.5429 | 0.2 | 67.8463 | 26.7846 | 22.0407 | 0 |  | 289.5833 | 8.5043 | 279.8359 | 0.067006 | 8.5043 | 279.8359 | 0.059364 | 8.4706 | 266.1263 | 0 | 269.1049 | 269.1053 | 31015.336 | 39.3512 | 30517.15 | 29189.021 | 27975.066 | 0 | 0 | 27894.617 | 743.7411 | 0 | 0 | 0 | 0 | 27894.617 | 743.7411 | 27012.293 | 26877.2324
1285 | 2021-02-23 12:00 | 293.4667 |  | 281.15 | 25.8528 | 2.5921 | 0.2 | 69.3148 | 345.7063 | 19.9985 | 0 |  | 293.4667 | 12.3497 | 279.9689 | 0.067904 | 12.3497 | 279.9689 | 0.06016 | 12.3089 | 266.2531 | 0 | 272.9908 | 272.9874 | 31462.783 | 40.4596 | 30972.244 | 29519.924 | 28497.988 | 0 | 0 | 28414.42 | 740.4124 | 0 | 0 | 0 | 0 | 28414.42 | 740.4124 | 27527.234 | 27389.5977
1286 | 2021-02-23 13:00 | 272.4333 |  | 266.6333 | 26.012 | 2.6467 | 0.2 | 62.475 | 312.9188 | 26.7491 | 0 |  | 272.4333 | 5.8278 | 265.5103 | 0.063037 | 5.8278 | 265.5103 | 0.055848 | 5.7922 | 252.503 | 0 | 253.1293 | 253.1267 | 29173.18 | 39.5225 | 28643.877 | 27378.543 | 26367.75 | 0 | 0 | 26296.043 | 744.5043 | 0 | 0 | 0 | 0 | 26296.043 | 744.5043 | 25431.326 | 25304.1699
1287 | 2021-02-23 14:00 | 232.7 |  | 229.6167 | 25.9374 | 3.0742 | 0.2 | 51.5641 | 294.291 | 37.7901 | 0 |  | 232.7 | 3.1053 | 228.5999 | 0.053844 | 3.1053 | 228.5999 | 0.047703 | 3.0637 | 217.401 | 0 | 216.0554 | 216.049 | 24900.408 | 37.2468 | 24303.52 | 23394.314 | 22524.465 | 0 | 0 | 22472.385 | 746.2764 | 0 | 0 | 0 | 0 | 22472.385 | 746.2764 | 21577.883 | 21469.9941
1288 | 2021-02-23 15:00 | 175.4167 |  | 173.7 | 25.4487 | 2.8517 | 0.2 | 39.2025 | 282.6281 | 50.259 | 0 |  | 175.4167 | 1.734 | 172.8632 | 0.040589 | 1.734 | 172.8632 | 0.03596 | 1.6849 | 164.3947 | 0 | 162.7581 | 162.7578 | 18758.514 | 34.0552 | 18080.744 | 17575.555 | 17009.695 | 0 | 0 | 16979.89 | 744.1458 | 0 | 0 | 0 | 0 | 16979.89 | 744.1458 | 16086.154 | 16005.7236
1289 | 2021-02-23 16:00 | 114.2667 |  | 114.2667 | 25.6008 | 2.8 | 0.2 | 26.32 | 273.9447 | 63.2248 | 0 |  | 114.2667 | 0 | 113.6624 | 0.02644 | 0 | 113.6624 | 0.023424 | 0 | 108.094 | 0 | 105.9322 | 105.9311 | 12209.268 | 31.2155 | 11485.193 | 11261.416 | 10734.373 | 0 | 0 | 10722.413 | 744.8516 | 0 | 0 | 0 | 0 | 10722.413 | 744.8516 | 9868.342 | 9819
1290 | 2021-02-23 17:00 | 48.9833 |  | 48.8833 | 25.467 | 2.655 | 0.2 | 13.304 | 266.4552 | 76.3135 | 0 |  | 48.9833 | 0.10274 | 48.5721 | 0.011334 | 0.10274 | 48.5721 | 0.010041 | 0.086152 | 46.1924 | 0 | 45.3529 | 45.353 | 5226.936 | 27.8868 | 4563.661 | 4522.2134 | 4381.271 | 0 | 0 | 4379.156 | 721.3594 | 0 | 0 | 0 | 0 | 4379.156 | 721.3594 | 3771.6738 | 3752.8154
1291 | 2021-02-23 18:00 | 1.7333 |  | 1.7333 | 25.0505 | 1.7308 | 0.2 | 0.38912 | 259.1774 | 88.7485 | 0 |  | 1.7333 | 0 | 1.8257 | 0.00040107 | 0 | 1.8257 | 0.00035533 | 0 | 1.7362 | 0 | 1.7015 | 1.7015 | 196.1001 | 25.1452 | 25.4028 | 25.4065 | 25.3206 | 0 | 0 | 25.3196 | 186.8753 | 0 | 0 | 0 | 25.3196 | 0 | 650 | 0 | 0
1292 | 2021-02-23 19:00 | 0 |  | 0 | 23.9049 | 1.5225 | 0.2
1293 | 2021-02-23 20:00 | 0 |  | 0 | 23.9985 | 2.0242 | 0.2
1294 | 2021-02-23 21:00 | 0 |  | 0 | 23.5885 | 1.5929 | 0.2
1295 | 2021-02-23 22:00 | 0 |  | 0 | 22.9408 | 1.0508 | 0.2
1296 | 2021-02-23 23:00 | 0 |  | 0 | 22.5126 | 1.2388 | 0.2
1297 | 2021-02-24 | 0 |  | 0 | 22.2158 | 0.66708 | 0.2
1298 | 2021-02-24 01:00 | 0 |  | 0 | 21.738 | 0.38708 | 0.2
1299 | 2021-02-24 02:00 | 0 |  | 0 | 21.4153 | 0.61208 | 0.2
1300 | 2021-02-24 03:00 | 0 |  | 0 | 21.1369 | 0.42667 | 0.2
1301 | 2021-02-24 04:00 | 0 |  | 0 | 20.9452 | 0.36125 | 0.2
1302 | 2021-02-24 05:00 | 0.18333 |  | 0.18333 | 20.9754 | 0.75708 | 0.2 | -3.7845 | 103.0964 | 90 | 0 |  | 0.18333 | 0 | 0.20148 | 4.2419997e-05 | 0 | 0.20148 | 0 | 0 | 0.19161 | 0 | 0.18777 | 0.18777 | 21.6418 | 20.9863 | 0.31124 | 0.30999 | 0.30902 | 0 | 0 | 0.30901 | 20.7123 | 0 | 0 | 0 | 0.30901 | 0 | 650 | 0 | 0
1303 | 2021-02-24 06:00 | 89.55 |  | 58.8333 | 21.5625 | 1.6771 | 0.2 | 9.0434 | 95.6934 | 81.4771 | 0 |  | 89.55 | 28.9303 | 58.2874 | 0.020721 | 28.9303 | 58.2874 | 0.018358 | 20.6058 | 55.4278 | 0 | 74.5129 | 74.5077 | 8587.065 | 25.7187 | 7875.646 | 7854.4814 | 7259.808 | 0 | 0 | 7254.4995 | 749.9376 | 0 | 0 | 0 | 0 | 7254.4995 | 749.9376 | 6442.3867 | 6410.1748
1304 | 2021-02-24 07:00 | 261.3 |  | 146.3167 | 22.5435 | 2.8967 | 0.2 | 22.0368 | 88.3189 | 68.4222 | 0 |  | 261.3 | 112.6087 | 145.8549 | 0.060461 | 112.6087 | 145.8549 | 0.053566 | 102.9163 | 138.7048 | 0 | 236.7886 | 236.8262 | 27294.271 | 35.041 | 26735.055 | 25914.473 | 24603.648 | 0 | 0 | 24543.635 | 754.6028 | 0 | 0 | 0 | 0 | 24543.635 | 754.6028 | 23685.441 | 23567.0137
1305 | 2021-02-24 08:00 | 453.7833 |  | 220.7833 | 23.6862 | 2.5517 | 0.2 | 34.9726 | 80.1 | 55.4202 | 0 |  | 453.7833 | 230.5801 | 221.1094 | 0.105 | 230.5801 | 221.1094 | 0.093025 | 221.7841 | 210.2725 | 0 | 423.4155 | 423.4043 | 48798.59 | 46.3831 | 48630.86 | 45505.58 | 43560.227 | 0 | 0 | 43360.484 | 734.2778 | 0 | 0 | 0 | 0 | 43360.484 | 734.2778 | 42230 | 42018.8516
1306 | 2021-02-24 09:00 | 654.7667 |  | 257.3833 | 25.1147 | 2.8571 | 0.2 | 47.5292 | 69.5998 | 42.7819 | 0 |  | 654.7667 | 395.295 | 258.4149 | 0.1515 | 395.295 | 258.4149 | 0.13423 | 388.1229 | 245.7525 | 0 | 621.1979 | 621.2259 | 71597.87 | 57.9564 | 71829.8 | 64700.715 | 62643.434 | 0 | 0 | 62193.914 | 702.5176 | 0 | 0 | 0 | 0 | 62193.914 | 702.5176 | 60638 | 60334.8125
1307 | 2021-02-24 10:00 | 741.7833 |  | 345.1 | 26.3918 | 3.5596 | 0.2 | 59.0137 | 53.7808 | 31.1679 | 0 |  | 741.7833 | 395.9152 | 346.6431 | 0.17164 | 395.9152 | 346.6431 | 0.15206 | 392.575 | 329.661 | 0 | 707.7913 | 707.8058 | 81577.78 | 62.6334 | 81931.29 | 72619.305 | 70333.49 | 0 | 0 | 69748.23 | 689.881 | 0 | 0 | 0 | 0 | 69748.23 | 689.881 | 67920.4 | 67580.7969
1308 | 2021-02-24 11:00 | 880.8166 |  | 317.1833 | 27.5859 | 3.6104 | 0.2 | 67.5209 | 26.315 | 22.354 | 0 |  | 880.8166 | 563.9658 | 319.4028 | 0.20381 | 563.9658 | 319.4028 | 0.18057 | 561.665 | 303.7585 | 0 | 848.115 | 848.1639 | 97753.65 | 70.9139 | 98181.38 | 84460.26 | 81887.445 | 0 | 0 | 81036.7 | 666.0577 | 0 | 0 | 0 | 0 | 81036.7 | 666.0577 | 78760.82 | 78367.0234
1309 | 2021-02-24 12:00 | 917.4167 |  | 307.45 | 28.5616 | 4.1096 | 0.2 | 68.9463 | 345.8317 | 20.3666 | 0 |  | 917.4167 | 611.6587 | 310.211 | 0.21228 | 611.6587 | 310.211 | 0.18807 | 609.5618 | 295.0199 | 0 | 886.49 | 886.4425 | 102167.625 | 72.8282 | 102583.79 | 87617.44 | 85152.46 | 0 | 0 | 84216.016 | 660.5967 | 0 | 0 | 0 | 55.7171 | 84160.3 | 663.8285 | 81752.95 | 81344.1875
1310 | 2021-02-24 13:00 | 867.8833 |  | 283.0833 | 29.2161 | 4.2967 | 0.2 | 62.1684 | 313.3697 | 27.0535 | 0 |  | 867.8833 | 587.6647 | 286.1944 | 0.20082 | 587.6647 | 286.1944 | 0.17791 | 583.9832 | 272.1817 | 0 | 839.0415 | 839.068 | 96703.98 | 70.7618 | 97128.61 | 83589.72 | 80697.92 | 0 | 0 | 79884.33 | 668.8815 | 0 | 0 | 0 | 4.5633 | 79879.766 | 670.4566 | 77651.76 | 77263.5
1311 | 2021-02-24 14:00 | 702.5833 |  | 276.7667 | 29.4807 | 4.8967 | 0.2 | 51.3135 | 294.7307 | 38.036 | 0 |  | 702.5833 | 428.9022 | 279.6456 | 0.16257 | 428.9022 | 279.6456 | 0.14403 | 423.0715 | 265.9542 | 0 | 675.2452 | 675.113 | 77808.68 | 62.008 | 78120.41 | 69385.195 | 67307.36 | 0 | 0 | 66769.52 | 690.6053 | 0 | 0 | 0 | 0 | 66769.52 | 690.6053 | 65052.848 | 64727.582
1312 | 2021-02-24 15:00 | 560.0167 |  | 201.9333 | 29.4293 | 4.9275 | 0.2 | 38.9813 | 283.0126 | 50.4755 | 0 |  | 560.0167 | 361.7668 | 204.3508 | 0.12958 | 361.7668 | 204.3508 | 0.1148 | 351.3937 | 194.347 | 0 | 534.8259 | 534.7881 | 61636.305 | 55.1596 | 61706.473 | 56091.746 | 54021.207 | 0 | 0 | 53689.117 | 709.5254 | 0 | 0 | 0 | 0 | 53689.117 | 709.5254 | 52320.4 | 52058.7969
1313 | 2021-02-24 16:00 | 356.0167 |  | 154.05 | 28.9356 | 4.3688 | 0.2 | 26.1106 | 274.2869 | 63.4297 | 0 |  | 356.0167 | 205.0511 | 155.9314 | 0.082377 | 205.0511 | 155.9314 | 0.072983 | 192.3584 | 148.2987 | 0 | 333.8439 | 333.7281 | 38463.547 | 45.4057 | 38099.49 | 35739.53 | 34272.176 | 0 | 0 | 34147.074 | 734.0941 | 0 | 0 | 0 | 0 | 34147.074 | 734.0941 | 33197.96 | 33031.9727
1314 | 2021-02-24 17:00 | 156.8667 |  | 81.9833 | 28.0727 | 3.5558 | 0.2 | 13.0949 | 266.7708 | 76.5183 | 0 |  | 156.8667 | 76.9953 | 83.1652 | 0.036297 | 76.9953 | 83.1652 | 0.032157 | 64.3193 | 79.0956 | 0 | 140.5466 | 140.5274 | 16196.5205 | 35.2693 | 15496.181 | 14996.462 | 14293.325 | 0 | 0 | 14271.195 | 739.1516 | 0 | 0 | 0 | 0 | 14271.195 | 739.1516 | 13429.73 | 13362.5811
1315 | 2021-02-24 18:00 | 6.05 |  | 6.05 | 27.0376 | 3.1733 | 0.2 | 0.17134 | 259.4788 | 88.8467 | 0 |  | 6.05 | 0 | 6.0722 | 0.0013999 | 0 | 6.0722 | 0.0012402 | 0 | 5.7747 | 0 | 5.6592 | 5.6591 | 652.2341 | 27.3325 | 273.6159 | 273.7883 | 268.7163 | 0 | 0 | 268.7044 | 587.4528 | 0 | 0 | 0 | 26.1866 | 242.5178 | 649.9997 | 199.5335 | 198.5358428955078
1316 | 2021-02-24 19:00 | 0 |  | 0 | 26.0969 | 3.675 | 0.2
1317 | 2021-02-24 20:00 | 0 |  | 0 | 25.1768 | 3.1162 | 0.2
1318 | 2021-02-24 21:00 | 0 |  | 0 | 24.2566 | 2.8308 | 0.2
1319 | 2021-02-24 22:00 | 0 |  | 0 | 23.3697 | 1.7808 | 0.2
1320 | 2021-02-24 23:00 | 0 |  | 0 | 22.6912 | 1.5517 | 0.2
1321 | 2021-02-25 | 0 |  | 0 | 22.0553 | 1.3121 | 0.2
1322 | 2021-02-25 01:00 | 0 |  | 0 | 21.4306 | 1.7683 | 0.2
1323 | 2021-02-25 02:00 | 0 |  | 0 | 21.0368 | 2.8271 | 0.2
1324 | 2021-02-25 03:00 | 0 |  | 0 | 20.6963 | 3.9346 | 0.2
1325 | 2021-02-25 04:00 | 0 |  | 0 | 20.4604 | 3.5058 | 0.2
1326 | 2021-02-25 05:00 | 0.18333 |  | 0.18333 | 20.4789 | 2.7454 | 0.2 | -3.9434 | 102.7582 | 90 | 0 |  | 0.18333 | 0 | 0.20151 | 4.2419997e-05 | 0 | 0.20151 | 0 | 0 | 0.19163 | 0 | 0.1878 | 0.1878 | 21.644 | 20.4889 | 0.31107 | 0.30966 | 0.30892 | 0 | 0 | 0.30891 | 20.7403 | 0 | 0 | 0 | 0.30891 | 0 | 650 | 0 | 0
1327 | 2021-02-25 06:00 | 94.8833 |  | 56.1333 | 21.0934 | 1.7913 | 0.2 | 8.8969 | 95.346 | 81.6197 | 0 |  | 94.8833 | 36.4765 | 55.6294 | 0.021955 | 36.4765 | 55.6294 | 0.019451 | 25.7726 | 52.8991 | 0 | 77.0982 | 77.1095 | 8887 | 25.3724 | 8175.552 | 8159.7793 | 7500.782 | 0 | 0 | 7495.06 | 750.4879 | 0 | 0 | 0 | 0 | 7495.06 | 750.4879 | 6672.807 | 6639.4429
1328 | 2021-02-25 07:00 | 293.7833 |  | 116.4167 | 22.1773 | 1.8975 | 0.2 | 21.8929 | 87.9476 | 68.5617 | 0 |  | 293.7833 | 173.7141 | 116.4202 | 0.067977 | 173.7141 | 116.4202 | 0.060225 | 158.616 | 110.7122 | 0 | 263.9417 | 263.9317 | 30418.639 | 36.7529 | 29911.19 | 28836.896 | 27395.967 | 0 | 0 | 27320.71 | 752.057 | 0 | 0 | 0 | 0 | 27320.71 | 752.057 | 26444.248 | 26312.0273
1329 | 2021-02-25 08:00 | 511.85 |  | 153.25 | 23.414 | 2.2096 | 0.2 | 34.8195 | 79.6849 | 55.5682 | 0 |  | 511.85 | 354.9071 | 154.2094 | 0.11843 | 354.9071 | 154.2094 | 0.10493 | 341.251 | 146.6511 | 0 | 478.1441 | 478.3083 | 55127.785 | 49.4563 | 55080.11 | 51026.617 | 49008.863 | 0 | 0 | 48751.13 | 727.3841 | 0 | 0 | 0 | 0 | 48751.13 | 727.3841 | 47494.816 | 47257.3438
1330 | 2021-02-25 09:00 | 702.6667 |  | 196.1667 | 24.9159 | 2.6208 | 0.2 | 47.3494 | 69.116 | 42.955 | 0 |  | 702.6667 | 503.8827 | 197.6773 | 0.16259 | 503.8827 | 197.6773 | 0.14405 | 494.6444 | 187.9911 | 0 | 668.9828 | 669.0088 | 77102.24 | 60.6659 | 77406.734 | 69075.06 | 66534.266 | 0 | 0 | 66011.86 | 694.3136 | 0 | 0 | 0 | 0 | 66011.86 | 694.3136 | 64322.99 | 64001.375
1331 | 2021-02-25 10:00 | 855.6667 |  | 225.6333 | 26.3556 | 3.1587 | 0.2 | 58.7778 | 53.2202 | 31.3942 | 0 |  | 855.6667 | 628.8679 | 227.6579 | 0.19799 | 628.8679 | 227.6579 | 0.17541 | 623.4743 | 216.5053 | 0 | 823.1801 | 823.1993 | 94876.234 | 69.2815 | 95304.43 | 82485.45 | 80036.49 | 0 | 0 | 79241.82 | 672.2919 | 0 | 0 | 0 | 0 | 79241.82 | 672.2919 | 77040.02 | 76654.8203
1332 | 2021-02-25 11:00 | 922.4 |  | 274.3167 | 27.5659 | 3.4613 | 0.2 | 67.1929 | 25.8499 | 22.6699 | 0 |  | 922.4 | 648.523 | 276.7573 | 0.21343 | 648.523 | 276.7573 | 0.18909 | 645.7965 | 263.2022 | 0 | 890.8187 | 890.7579 | 102662.375 | 73.3797 | 103077.44 | 87863.29 | 84975.77 | 0 | 0 | 84050.74 | 661.0864 | 0 | 0 | 0 | 88.0157 | 83962.73 | 666.0618 | 81563.8 | 81155.9766
1333 | 2021-02-25 12:00 | 959.15 |  | 236.8333 | 28.4802 | 3.5242 | 0.2 | 68.575 | 345.9477 | 20.7375 | 0 |  | 959.15 | 724.3889 | 239.7237 | 0.22193 | 724.3889 | 239.7237 | 0.19662 | 721.8115 | 227.9852 | 0 | 930.8007 | 930.8729 | 107285.375 | 76.2204 | 107668.625 | 90780.73 | 87976.6 | 0 | 0 | 86926.06 | 643.3613 | 0 | 0 | 0 | 465.241 | 86460.82 | 652.404 | 83954.57 | 83534.8047
1334 | 2021-02-25 13:00 | 886.2667 |  | 237.6667 | 29.0803 | 3.6138 | 0.2 | 61.857 | 313.8105 | 27.3628 | 0 |  | 886.2667 | 651.8473 | 240.8229 | 0.20507 | 651.8473 | 240.8229 | 0.18168 | 647.6615 | 229.0324 | 0 | 859.16 | 859.1442 | 99017.49 | 72.9626 | 99441.78 | 84890.54 | 82568.35 | 0 | 0 | 81683.734 | 658.0646 | 0 | 0 | 0 | 132.0253 | 81551.71 | 663.0012 | 79254.38 | 78858.1094
1335 | 2021-02-25 14:00 | 767.85 |  | 200.7333 | 29.3581 | 3.1921 | 0.2 | 51.0579 | 295.1662 | 38.287 | 0 |  | 767.85 | 571.3012 | 203.8394 | 0.17767 | 571.3012 | 203.8394 | 0.15741 | 563.409 | 193.861 | 0 | 742.1246 | 742.0823 | 85525.24 | 67.9955 | 85909.14 | 74683.48 | 72797.29 | 0 | 0 | 72133.734 | 672.3783 | 0 | 0 | 0 | 0 | 72133.734 | 672.3783 | 70214.75 | 69863.6797
1336 | 2021-02-25 15:00 | 603.4 |  | 139.2333 | 29.2937 | 2.7017 | 0.2 | 38.7554 | 283.3955 | 50.6966 | 0 |  | 603.4 | 469.0258 | 141.8651 | 0.13962 | 469.0258 | 141.8651 | 0.1237 | 455.4029 | 134.9217 | 0 | 578.5182 | 578.4559 | 66669.53 | 60.0913 | 66823.87 | 59719.44 | 57986 | 0 | 0 | 57590.883 | 694.8097 | 0 | 0 | 0 | 0 | 57590.883 | 694.8097 | 56135.28 | 55854.6055
1337 | 2021-02-25 16:00 | 387.2333 |  | 110.4 | 28.7598 | 2.7983 | 0.2 | 25.8971 | 274.6287 | 63.6388 | 0 |  | 387.2333 | 281.1449 | 112.5515 | 0.0896 | 281.1449 | 112.5515 | 0.079382 | 263.5101 | 107.0435 | 0 | 363.1425 | 363.0743 | 41845.234 | 48.0054 | 41544.824 | 38639.57 | 37102.086 | 0 | 0 | 36951.5 | 725.4518 | 0 | 0 | 0 | 0 | 36951.5 | 725.4518 | 35967.547 | 35787.7109
1338 | 2021-02-25 17:00 | 166.8 |  | 75.9 | 27.8311 | 2.8171 | 0.2 | 12.8821 | 267.0867 | 76.7268 | 0 |  | 166.8 | 93.5376 | 77.0569 | 0.038595 | 93.5376 | 77.0569 | 0.034194 | 77.8284 | 73.2864 | 0 | 148.0925 | 148.1063 | 17069.568 | 35.6751 | 16377.543 | 15828.111 | 15053.056 | 0 | 0 | 15028.41 | 737.8001 | 0 | 0 | 0 | 0 | 15028.41 | 737.8001 | 14168.881 | 14098.0371
1339 | 2021-02-25 18:00 | 5.1167 |  | 5.1167 | 26.7204 | 1.8679 | 0.2 | -0.049741 | 259.7808 | 88.9464 | 0 |  | 5.1167 | 0 | 5.1704 | 0.0011839 | 0 | 5.1704 | 0 | 0 | 4.9171 | 0 | 4.8187 | 4.8188 | 555.3929 | 26.9868 | 200.8259 | 201.1551 | 199.0765 | 0 | 0 | 199.0687 | 537.0145 | 0 | 0 | 0 | 40.4475 | 158.6212 | 649.9992 | 130.383 | 129.73106384277344
1340 | 2021-02-25 19:00 | 0 |  | 0 | 25.7111 | 1.7483 | 0.2
1341 | 2021-02-25 20:00 | 0 |  | 0 | 24.7237 | 1.9638 | 0.2
1342 | 2021-02-25 21:00 | 0 |  | 0 | 23.7638 | 1.4058 | 0.2
1343 | 2021-02-25 22:00 | 0 |  | 0 | 22.964 | 0.79042 | 0.2
1344 | 2021-02-25 23:00 | 0 |  | 0 | 22.1573 | 0.66375 | 0.2
1345 | 2021-02-26 | 0 |  | 0 | 21.4959 | 0.4025 | 0.2
1346 | 2021-02-26 01:00 | 0 |  | 0 | 20.8644 | 0.27167 | 0.2
1347 | 2021-02-26 02:00 | 0 |  | 0 | 20.462 | 1.1062 | 0.2
1348 | 2021-02-26 03:00 | 0 |  | 0 | 20.1129 | 1.4396 | 0.2
1349 | 2021-02-26 04:00 | 0 |  | 0 | 19.8679 | 0.76792 | 0.2
1350 | 2021-02-26 05:00 | 0 |  | 0 | 19.8681 | 0.35167 | 0.2
1351 | 2021-02-26 06:00 | 85.8 |  | 58.1333 | 20.4051 | 0.27583 | 0.2 | 8.7511 | 94.9958 | 81.7616 | 0 |  | 85.8 | 26.029 | 57.5806 | 0.019853 | 26.029 | 57.5806 | 0.017589 | 18.2381 | 54.7557 | 0 | 71.5339 | 71.5693 | 8248.515 | 24.6602 | 7539.8906 | 7544.9106 | 7021.105 | 0 | 0 | 7016.0913 | 747.494 | 0 | 0 | 0 | 0 | 7016.0913 | 747.494 | 6215.0913 | 6184.0156
1352 | 2021-02-26 07:00 | 266.0667 |  | 135.2333 | 21.3861 | 0.12583 | 0.2 | 21.7492 | 87.5737 | 68.701 | 0 |  | 266.0667 | 128.1472 | 134.8464 | 0.061564 | 128.1472 | 134.8464 | 0.054543 | 116.9004 | 128.2361 | 0 | 240.2338 | 240.2816 | 27693.148 | 35.7696 | 27140.377 | 26245.734 | 24854.105 | 0 | 0 | 24792.385 | 755.1367 | 0 | 0 | 0 | 0 | 24792.385 | 755.1367 | 23939.898 | 23820.1992
1353 | 2021-02-26 08:00 | 476.8333 |  | 197.75 | 22.5549 | 0.11208 | 0.2 | 34.666 | 79.2675 | 55.7165 | 0 |  | 476.8333 | 276.2344 | 198.2 | 0.11033 | 276.2344 | 198.2 | 0.09775 | 265.5131 | 188.486 | 0 | 444.9191 | 444.9183 | 51278 | 49.2049 | 51157.734 | 47429.85 | 45528.99 | 0 | 0 | 45306.99 | 727.5879 | 0 | 0 | 0 | 0 | 45306.99 | 727.5879 | 44130.69 | 43910.0352
1354 | 2021-02-26 09:00 | 652.2 |  | 248.5167 | 23.7175 | 0.23542 | 0.2 | 47.1683 | 68.6307 | 43.1295 | 0 |  | 652.2 | 401.6333 | 249.5869 | 0.15091 | 401.6333 | 249.5869 | 0.1337 | 394.1919 | 237.3572 | 0 | 618.9181 | 618.929 | 71333.23 | 60.5831 | 71561.6 | 63872.527 | 62079.98 | 0 | 0 | 61626.76 | 693.2053 | 0 | 0 | 0 | 0 | 61626.76 | 693.2053 | 60083.08 | 59782.6641
1355 | 2021-02-26 10:00 | 788.8333 |  | 286.5833 | 24.9793 | 0.62083 | 0.2 | 58.5397 | 52.6608 | 31.6229 | 0 |  | 788.8333 | 501.365 | 288.3 | 0.18252 | 501.365 | 288.3 | 0.16171 | 496.9932 | 274.1764 | 0 | 755.7461 | 755.734 | 87100.125 | 69.211 | 87497.46 | 75739.3 | 73437.43 | 0 | 0 | 72761.87 | 671.9752 | 0 | 0 | 0 | 0 | 72761.87 | 671.9752 | 70818.57 | 70464.4766
1356 | 2021-02-26 11:00 | 863.8833 |  | 321.6667 | 26.0739 | 1.1104 | 0.2 | 66.8626 | 25.3895 | 22.9885 | 0 |  | 863.8833 | 542.6331 | 323.9957 | 0.19989 | 542.6331 | 323.9957 | 0.17709 | 540.2825 | 308.1265 | 0 | 831.4409 | 831.4534 | 95826.45 | 73.6653 | 96254.18 | 81953.945 | 79321.25 | 0 | 0 | 78513.39 | 662.4639 | 0 | 0 | 0 | 12.3821 | 78501.01 | 663.3194 | 76329.47 | 75947.8203
1357 | 2021-02-26 12:00 | 879.1834 |  | 318.4667 | 26.9122 | 1.2096 | 0.2 | 68.2009 | 346.0548 | 21.1111 | 0 |  | 879.1834 | 562.3793 | 321.2721 | 0.20343 | 562.3793 | 321.2721 | 0.18023 | 560.3032 | 305.5392 | 0 | 848.5255 | 848.5574 | 97798.25 | 75.2639 | 98224.71 | 83123.664 | 80329.51 | 0 | 0 | 79489 | 657.5093 | 0 | 0 | 0 | 202.5969 | 79286.4 | 663.3724 | 77082.77 | 76697.3594
1358 | 2021-02-26 13:00 | 825.0333 |  | 304.05 | 27.4563 | 1.8571 | 0.2 | 61.5411 | 314.2415 | 27.6769 | 0 |  | 825.0333 | 523.6487 | 307.0485 | 0.1909 | 523.6487 | 307.0485 | 0.16913 | 520.2015 | 292.0142 | 0 | 795.9714 | 795.9399 | 91734.1 | 71.4931 | 92152.1 | 79094.875 | 76572.97 | 0 | 0 | 75832.83 | 668.4604 | 0 | 0 | 0 | 0 | 75832.83 | 668.4604 | 73768.766 | 73399.9219
1359 | 2021-02-26 14:00 | 715.1333 |  | 256.3 | 27.6986 | 2.4321 | 0.2 | 50.7975 | 295.5972 | 38.543 | 0 |  | 715.1333 | 462.2807 | 259.1398 | 0.16547 | 462.2807 | 259.1398 | 0.1466 | 455.7894 | 246.4527 | 0 | 688.1973 | 688.0385 | 79298.76 | 64.7826 | 79627.26 | 70029.19 | 68101.71 | 0 | 0 | 67532.38 | 681.9953 | 0 | 0 | 0 | 0 | 67532.38 | 681.9953 | 65787.52 | 65458.582
1360 | 2021-02-26 15:00 | 552.3667 |  | 197.3333 | 27.6178 | 3.0725 | 0.2 | 38.5251 | 283.7768 | 50.9222 | 0 |  | 552.3667 | 358.8159 | 199.7417 | 0.12781 | 358.8159 | 199.7417 | 0.11323 | 348.2563 | 189.9637 | 0 | 527.4556 | 527.3468 | 60778.414 | 55.2246 | 60833.566 | 55283.06 | 53398.516 | 0 | 0 | 53074.098 | 709.6147 | 0 | 0 | 0 | 0 | 53074.098 | 709.6147 | 51719.23 | 51460.6328
1361 | 2021-02-26 16:00 | 350.4167 |  | 151.4333 | 27.0983 | 3.0258 | 0.2 | 25.6795 | 274.9701 | 63.8518 | 0 |  | 350.4167 | 202.1441 | 153.3115 | 0.081082 | 202.1441 | 153.3115 | 0.071835 | 189.292 | 145.8072 | 0 | 328.3972 | 328.3577 | 37844.418 | 44.3244 | 37468.94 | 35269.78 | 34055.613 | 0 | 0 | 33930.51 | 730.4822 | 0 | 0 | 0 | 0 | 33930.51 | 730.4822 | 32984.363 | 32819.4414
1362 | 2021-02-26 17:00 | 148.6 |  | 82.5167 | 26.2235 | 3.1088 | 0.2 | 12.6658 | 267.4029 | 76.9388 | 0 |  | 148.6 | 68.057 | 83.7035 | 0.034384 | 68.057 | 83.7035 | 0.030463 | 56.3904 | 79.6077 | 0 | 133.2781 | 133.2016 | 15351.871 | 33.1852 | 14644.844 | 14268.301 | 13573.578 | 0 | 0 | 13554.042 | 743.668 | 0 | 0 | 0 | 0 | 13554.042 | 743.668 | 12732.155 | 12668.4941
1363 | 2021-02-26 18:00 | 4.3167 |  | 4.3167 | 25.2185 | 3.6992 | 0.2 | -0.274 | 260.0836 | 89.0478 | 0 |  | 4.3167 | 0 | 4.4098 | 0.00099882 | 0 | 4.4098 | 0 | 0 | 4.1937 | 0 | 4.1098 | 4.1098 | 473.6653 | 25.4276 | 146.6823 | 146.7438 | 145.9594 | 0 | 0 | 145.9537 | 464.4607 | 0 | 0 | 0 | 54.9488 | 91.0049 | 649.999 | 74.7467 | 74.3729
1364 | 2021-02-26 19:00 | 0 |  | 0 | 24.4684 | 3.1092 | 0.2
1365 | 2021-02-26 20:00 | 0 |  | 0 | 23.7879 | 1.9542 | 0.2
1366 | 2021-02-26 21:00 | 0 |  | 0 | 23.2334 | 2.0146 | 0.2
1367 | 2021-02-26 22:00 | 0 |  | 0 | 22.6435 | 1.305 | 0.2
1368 | 2021-02-26 23:00 | 0 |  | 0 | 22.0759 | 0.98958 | 0.2
1369 | 2021-02-27 | 0 |  | 0 | 21.7068 | 0.76292 | 0.2
1370 | 2021-02-27 01:00 | 0 |  | 0 | 21.3744 | 1.0192 | 0.2
1371 | 2021-02-27 02:00 | 0 |  | 0 | 21.1633 | 1.8604 | 0.2
1372 | 2021-02-27 03:00 | 0 |  | 0 | 20.9802 | 1.5267 | 0.2
1373 | 2021-02-27 04:00 | 0 |  | 0 | 20.8524 | 1.6008 | 0.2
1374 | 2021-02-27 05:00 | 0.16667 |  | 0.16667 | 20.8972 | 1.3129 | 0.2 | -4.258 | 102.072 | 90 | 0 |  | 0.16667 | 0 | 0.18329 | 3.8565104e-05 | 0 | 0.18329 | 0 | 0 | 0.17431 | 0 | 0.17083 | 0.17083 | 19.6883 | 20.9069 | 0.25747 | 0.25642 | 0.25574 | 0 | 0 | 0.25573 | 18.8461 | 0 | 0 | 0 | 0.25573 | 0 | 650 | 0 | 0
1375 | 2021-02-27 06:00 | 89.8333 |  | 58.45 | 21.5261 | 1.4879 | 0.2 | 8.6061 | 94.6427 | 81.9027 | 0 |  | 89.8333 | 29.5092 | 57.8837 | 0.020786 | 29.5092 | 57.8837 | 0.018416 | 20.4984 | 55.0438 | 0 | 74.0313 | 74.1199 | 8542.58 | 25.6964 | 7832.273 | 7811.4385 | 7266.47 | 0 | 0 | 7261.043 | 746.2501 | 0 | 0 | 0 | 0 | 7261.043 | 746.2501 | 6448.64 | 6416.3965
1376 | 2021-02-27 07:00 | 291.2167 |  | 110.4167 | 22.6764 | 1.1404 | 0.2 | 21.6058 | 87.1973 | 68.84 | 0 |  | 291.2167 | 177.1 | 110.4505 | 0.067383 | 177.1 | 110.4505 | 0.059699 | 161.4043 | 105.0352 | 0 | 261.1107 | 261.1651 | 30099.176 | 37.6048 | 29586.367 | 28445.54 | 27183.693 | 0 | 0 | 27108.828 | 746.0266 | 0 | 0 | 0 | 0 | 27108.828 | 746.0266 | 26234.658 | 26103.4844
1377 | 2021-02-27 08:00 | 497.3667 |  | 157.6333 | 24.0175 | 0.96208 | 0.2 | 34.512 | 78.848 | 55.8652 | 0 |  | 497.3667 | 336.2966 | 158.5924 | 0.11508 | 336.2966 | 158.5924 | 0.10196 | 323.1303 | 150.8194 | 0 | 464.4707 | 464.5666 | 53541.457 | 50.7888 | 53464.09 | 49305.51 | 47251.418 | 0 | 0 | 47007.965 | 720.267 | 0 | 0 | 0 | 0 | 47007.965 | 720.267 | 45791.984 | 45563.0234
1378 | 2021-02-27 09:00 | 693.6667 |  | 199.3667 | 25.5895 | 1.27 | 0.2 | 46.9858 | 68.1442 | 43.3052 | 0 |  | 693.6667 | 491.8348 | 200.8864 | 0.1605 | 491.8348 | 200.8864 | 0.1422 | 482.6252 | 191.0431 | 0 | 660.195 | 660.2532 | 76095.4 | 63.1082 | 76388.164 | 67586.445 | 65883.67 | 0 | 0 | 65361.223 | 684.9678 | 0 | 0 | 0 | 0 | 65361.223 | 684.9678 | 63696.074 | 63377.5938
1379 | 2021-02-27 10:00 | 825.5167 |  | 261.8167 | 27.0472 | 2.0442 | 0.2 | 58.2992 | 52.103 | 31.8538 | 0 |  | 825.5167 | 562.7571 | 263.7666 | 0.19101 | 562.7571 | 263.7666 | 0.16923 | 557.7675 | 250.8451 | 0 | 792.4404 | 792.4559 | 91332.09 | 70.5197 | 91751.64 | 79050.305 | 76681.19 | 0 | 0 | 75936.07 | 666.6984 | 0 | 0 | 0 | 7.1153 | 75928.95 | 668.1086 | 73861.06 | 73491.75
1380 | 2021-02-27 11:00 | 900.6167 |  | 300.1333 | 28.2615 | 2.5596 | 0.2 | 66.5298 | 24.9339 | 23.3097 | 0 |  | 900.6167 | 600.9993 | 302.4904 | 0.20839 | 600.9993 | 302.4904 | 0.18462 | 598.3171 | 287.6748 | 0 | 868.2721 | 868.3259 | 100076.516 | 74.7919 | 100499.94 | 85207.73 | 81832.05 | 0 | 0 | 80964.29 | 658.6321 | 0 | 0 | 0 | 110.6814 | 80853.61 | 662.5883 | 78585.34 | 78192.4141
1381 | 2021-02-27 12:00 | 882.1 |  | 310.7333 | 29.1426 | 2.8225 | 0.2 | 67.8242 | 346.1535 | 21.4873 | 0 |  | 882.1 | 573.1166 | 313.5111 | 0.20411 | 573.1166 | 313.5111 | 0.18083 | 570.9221 | 298.1586 | 0 | 851.6991 | 851.6882 | 98156.82 | 74.2388 | 98584.47 | 83763.53 | 81443.81 | 0 | 0 | 80582.72 | 657.0315 | 0 | 0 | 0 | 264.5153 | 80318.2 | 663.6075 | 78072.11 | 77681.7422
1382 | 2021-02-27 13:00 | 821.3 |  | 298.3 | 29.7131 | 3.1846 | 0.2 | 61.2206 | 314.6626 | 27.9956 | 0 |  | 821.3 | 525.7339 | 301.2951 | 0.19004 | 525.7339 | 301.2951 | 0.16836 | 522.1854 | 286.5426 | 0 | 792.5534 | 792.4003 | 91329.26 | 70.9844 | 91745.71 | 78895.625 | 76047.03 | 0 | 0 | 75325.54 | 670.4421 | 0 | 0 | 0 | 0 | 75325.54 | 670.4421 | 73281.64 | 72915.2344
1383 | 2021-02-27 14:00 | 730.5167 |  | 227.6833 | 29.9703 | 3.4008 | 0.2 | 50.5323 | 296.0238 | 38.8039 | 0 |  | 730.5167 | 506.6802 | 230.8544 | 0.16903 | 506.6802 | 230.8544 | 0.14975 | 499.4465 | 219.5532 | 0 | 704.6197 | 704.4998 | 81196.234 | 66.3042 | 81543.3 | 71321.16 | 68914.51 | 0 | 0 | 68331.34 | 679.8472 | 0 | 0 | 0 | 0 | 68331.34 | 679.8472 | 66556.76 | 66223.9688
1384 | 2021-02-27 15:00 | 550.65 |  | 198.3167 | 29.8653 | 3.2338 | 0.2 | 38.2905 | 284.1563 | 51.1522 | 0 |  | 550.65 | 356.1536 | 200.7341 | 0.12741 | 356.1536 | 200.7341 | 0.11288 | 345.5312 | 190.9075 | 0 | 525.71 | 525.7553 | 60592.785 | 57.1875 | 60644.465 | 54738.824 | 53166.215 | 0 | 0 | 52832.805 | 698.871 | 0 | 0 | 0 | 0 | 52832.805 | 698.871 | 51483.383 | 51225.9648
1385 | 2021-02-27 16:00 | 342.8667 |  | 153 | 29.2889 | 4.2192 | 0.2 | 25.4582 | 275.311 | 64.0688 | 0 |  | 342.8667 | 192.9431 | 154.8852 | 0.079335 | 192.9431 | 154.8852 | 0.070287 | 180.5051 | 147.3039 | 0 | 321.2529 | 321.2734 | 37027.246 | 45.2526 | 36636.797 | 34379.266 | 32938.76 | 0 | 0 | 32822.164 | 732.415 | 0 | 0 | 0 | 0 | 32822.164 | 732.415 | 31891.787 | 31732.3281
1386 | 2021-02-27 17:00 | 135.5167 |  | 89.7833 | 28.3383 | 4.2912 | 0.2 | 12.446 | 267.7192 | 77.1543 | 0 |  | 135.5167 | 47.1397 | 90.5857 | 0.031357 | 47.1397 | 90.5857 | 0.027781 | 38.8867 | 86.1521 | 0 | 122.538 | 122.4474 | 14112.226 | 34.4027 | 13396.475 | 13000.8125 | 12480.631 | 0 | 0 | 12463.991 | 737.6044 | 0 | 0 | 0 | 0 | 12463.991 | 737.6044 | 11673.334 | 11614.9678
1387 | 2021-02-27 18:00 | 2.8333 |  | 2.8333 | 27.2831 | 3.6404 | 0.2 | -0.50132 | 260.387 | 89.1507 | 0 |  | 2.8333 | 0 | 2.9534 | 0.00065559 | 0 | 2.9534 | 0 | 0 | 2.8087 | 0 | 2.7525 | 2.7528 | 317.2618 | 27.4235 | 66.2068 | 66.368 | 66.1347 | 0 | 0 | 66.132 | 301.437 | 0 | 0 | 0 | 66.132 | 0 | 650 | 0 | 0
1388 | 2021-02-27 19:00 | 0 |  | 0 | 26.5505 | 3.5654 | 0.2
1389 | 2021-02-27 20:00 | 0 |  | 0 | 25.8768 | 2.9646 | 0.2
1390 | 2021-02-27 21:00 | 0 |  | 0 | 25.2031 | 3.2088 | 0.2
1391 | 2021-02-27 22:00 | 0 |  | 0 | 24.5294 | 3.5267 | 0.2
1392 | 2021-02-27 23:00 | 0 |  | 0 | 23.8746 | 2.9404 | 0.2
1393 | 2021-02-28 | 0 |  | 0 | 23.363 | 3.0829 | 0.2
1394 | 2021-02-28 01:00 | 0 |  | 0 | 23.0383 | 3.9167 | 0.2
1395 | 2021-02-28 02:00 | 0 |  | 0 | 22.8007 | 4.8579 | 0.2
1396 | 2021-02-28 03:00 | 0 |  | 0 | 22.5824 | 4.7825 | 0.2
1397 | 2021-02-28 04:00 | 0 |  | 0 | 22.4373 | 3.36 | 0.2
1398 | 2021-02-28 05:00 | 0 |  | 0 | 22.4717 | 2.7862 | 0.2
1399 | 2021-02-28 06:00 | 68.0667 |  | 57.8667 | 22.9244 | 3.4321 | 0.2 | 8.4617 | 94.287 | 82.0431 | 0 |  | 68.0667 | 9.5854 | 57.2982 | 0.01575 | 9.5854 | 57.2982 | 0.013954 | 6.5988 | 54.488 | 0 | 59.8651 | 59.8576 | 6898.562 | 26.0071 | 6203.3486 | 6183.0737 | 5857.105 | 0 | 0 | 5853.5396 | 738.0731 | 0 | 0 | 0 | 0 | 5853.5396 | 738.0731 | 5121.895 | 5096.2856
1400 | 2021-02-28 07:00 | 220.95 |  | 158.95 | 23.7237 | 3.8242 | 0.2 | 21.4625 | 86.8186 | 68.9788 | 0 |  | 220.95 | 60.7355 | 158.1457 | 0.051125 | 60.7355 | 158.1457 | 0.045294 | 55.2998 | 150.3939 | 0 | 201.5799 | 201.5808 | 23233.012 | 33.9217 | 22612.152 | 21994.121 | 21157.764 | 0 | 0 | 21112.71 | 751.9828 | 0 | 0 | 0 | 0 | 21112.71 | 751.9828 | 20205.271 | 20104.2441
1401 | 2021-02-28 08:00 | 387.2167 |  | 264.2667 | 24.8684 | 3.7017 | 0.2 | 34.3575 | 78.4265 | 56.0144 | 0 |  | 387.2167 | 121.7179 | 263.4499 | 0.089597 | 121.7179 | 263.4499 | 0.079379 | 116.9108 | 250.5393 | 0 | 360.101 | 360.1093 | 41503 | 43.1882 | 41195.613 | 38940.49 | 37424.387 | 0 | 0 | 37278.324 | 737.8051 | 0 | 0 | 0 | 0 | 37278.324 | 737.8051 | 36290.74 | 36109.2852
1402 | 2021-02-28 09:00 | 518.6167 |  | 360.8833 | 26.0434 | 3.4171 | 0.2 | 46.802 | 67.6567 | 43.4822 | 0 |  | 518.6167 | 156.9613 | 360.3093 | 0.12 | 156.9613 | 360.3093 | 0.10632 | 153.9908 | 342.6547 | 0 | 486.7126 | 486.7243 | 56096.242 | 51.1271 | 56067.17 | 51664.93 | 50043.832 | 0 | 0 | 49769.31 | 719.468 | 0 | 0 | 0 | 0 | 49769.31 | 719.468 | 48489.594 | 48247.1445
1403 | 2021-02-28 10:00 | 693.7333 |  | 377.1667 | 27.2593 | 2.6317 | 0.2 | 58.0565 | 51.547 | 32.087 | 0 |  | 693.7333 | 316.0659 | 377.9493 | 0.16052 | 316.0659 | 377.9493 | 0.14221 | 313.2163 | 359.4335 | 0 | 659.1967 | 659.1982 | 75974.28 | 62.4676 | 76265.875 | 67635.836 | 65836.53 | 0 | 0 | 65320.797 | 688.2435 | 0 | 0 | 0 | 0 | 65320.797 | 688.2435 | 63657.117 | 63338.832
1404 | 2021-02-28 11:00 | 752.6167 |  | 398.4833 | 28.2997 | 1.9542 | 0.2 | 66.1947 | 24.4833 | 23.6334 | 0 |  | 752.6167 | 354.4703 | 399.8887 | 0.17414 | 354.4703 | 399.8887 | 0.15428 | 352.8406 | 380.3012 | 0 | 718.479 | 718.4773 | 82807.414 | 67.8756 | 83172.695 | 72352.305 | 69818.72 | 0 | 0 | 69222.195 | 679.2595 | 0 | 0 | 0 | 0 | 69222.195 | 679.2595 | 67414.21 | 67077.1406
1405 | 2021-02-28 12:00 | 787.4 |  | 362.0167 | 29.1285 | 1.6508 | 0.2 | 67.445 | 346.2443 | 21.8659 | 0 |  | 787.4 | 426.7282 | 364.8365 | 0.18219 | 426.7282 | 364.8365 | 0.16142 | 425.0339 | 346.9701 | 0 | 756.5639 | 756.559 | 87195.98 | 71.3812 | 87593.92 | 75221.38 | 73404.76 | 0 | 0 | 72713.64 | 663.1152 | 0 | 0 | 0 | 21.5722 | 72692.07 | 665.5657 | 70751.484 | 70397.7266
1406 | 2021-02-28 13:00 | 701.9833 |  | 377.55 | 29.6421 | 1.675 | 0.2 | 60.8959 | 315.0741 | 28.3187 | 0 |  | 701.9833 | 326.1659 | 379.626 | 0.16243 | 326.1659 | 379.626 | 0.14391 | 323.9083 | 361.0358 | 0 | 671.2452 | 671.1627 | 77352.95 | 67.0844 | 77660.49 | 67739.28 | 65851.36 | 0 | 0 | 65317.867 | 677.2853 | 0 | 0 | 0 | 0 | 65317.867 | 677.2853 | 63654.293 | 63336.0195
1407 | 2021-02-28 14:00 | 615.0333 |  | 330.4667 | 29.8818 | 1.5525 | 0.2 | 50.2625 | 296.4458 | 39.0694 | 0 |  | 615.0333 | 286.7832 | 332.4564 | 0.14231 | 286.7832 | 332.4564 | 0.12608 | 282.6196 | 316.1775 | 0 | 586.8211 | 586.7359 | 67622.305 | 62.797 | 67793.555 | 60030.957 | 57871.84 | 0 | 0 | 57472.598 | 690.0101 | 0 | 0 | 0 | 0 | 57472.598 | 690.0101 | 56019.6 | 55739.5039
1408 | 2021-02-28 15:00 | 432.6167 |  | 273.1833 | 29.7676 | 1.2612 | 0.2 | 38.0517 | 284.534 | 51.3864 | 0 |  | 432.6167 | 161.1927 | 274.9196 | 0.1001 | 161.1927 | 274.9196 | 0.088686 | 156.3192 | 261.4591 | 0 | 409.4227 | 409.3259 | 47175.92 | 53.0367 | 46977.01 | 42988.35 | 41459.7 | 0 | 0 | 41267.81 | 712.4415 | 0 | 0 | 0 | 0 | 41267.81 | 712.4415 | 40187.047 | 39986.1094
1409 | 2021-02-28 16:00 | 263.8833 |  | 189.9333 | 29.2872 | 1.7363 | 0.2 | 25.2331 | 275.6513 | 64.2895 | 0 |  | 263.8833 | 75.1723 | 190.5687 | 0.061059 | 75.1723 | 190.5687 | 0.054096 | 70.2575 | 181.2376 | 0 | 246.4652 | 246.4607 | 28405.604 | 42.9983 | 27864 | 26329.03 | 25254.07 | 0 | 0 | 25185.885 | 733.5795 | 0 | 0 | 0 | 0 | 25185.885 | 733.5795 | 24335.754 | 24214.0742
1410 | 2021-02-28 17:00 | 101.65 |  | 80.6833 | 28.5376 | 1.4404 | 0.2 | 12.2229 | 268.0356 | 77.3731 | 0 |  | 101.65 | 21.6309 | 81.0287 | 0.02352 | 21.6309 | 81.0287 | 0.020838 | 17.7608 | 77.0618 | 0 | 92.9261 | 92.899 | 10706.326 | 33.7758 | 9982.199 | 9705.413 | 9375.782 | 0 | 0 | 9366.261 | 731.4753 | 0 | 0 | 0 | 0 | 9366.261 | 731.4753 | 8501.929 | 8459.4189
1411 | 2021-02-28 18:00 | 1.2833 |  | 1.2833 | 27.6672 | 1.25 | 0.2 | -0.73158 | 260.6909 | 89.2551 | 0 |  | 1.2833 | 0 | 1.367 | 0.00029694 | 0 | 1.367 | 0 | 0 | 1.3 | 0 | 1.274 | 1.274 | 146.8256 | 27.7396 | 14.2549 | 14.2936 | 14.2547 | 0 | 0 | 14.2541 | 140.3798 | 0 | 0 | 0 | 14.2541 | 0 | 650 | 0 | 0
1412 | 2021-02-28 19:00 | 0 |  | 0 | 26.6949 | 1.3983 | 0.2
1413 | 2021-02-28 20:00 | 0 |  | 0 | 25.7072 | 1.5258 | 0.2
1414 | 2021-02-28 21:00 | 0 |  | 0 | 24.7195 | 1.3362 | 0.2
1415 | 2021-02-28 22:00 | 0 |  | 0 | 23.7593 | 1.8096 | 0.2
1416 | 2021-02-28 23:00 | 0 |  | 0 | 22.9641 | 1.9121 | 0.2
1417 | 2021-03-01 | 0 |  | 0 | 22.1574 | 1.8904 | 0.2
1418 | 2021-03-01 01:00 | 0 |  | 0 | 21.3582 | 1.2792 | 0.2
1419 | 2021-03-01 02:00 | 0 |  | 0 | 20.8558 | 1.0379 | 0.2
1420 | 2021-03-01 03:00 | 0 |  | 0 | 20.4217 | 1.0388 | 0.2
1421 | 2021-03-01 04:00 | 0 |  | 0 | 20.1214 | 0.75167 | 0.2
1422 | 2021-03-01 05:00 | 0.08333 |  | 0.08333 | 20.1363 | 0.68792 | 0.2 | -4.5682 | 101.3735 | 90 | 0 |  | 0.08333 | 0 | 0.091782 | 1.9281395e-05 | 0 | 0.091782 | 0 | 0 | 0.087285 | 0 | 0.085539 | 0.085539 | 9.8587 | 20.1413 | 0.064591 | 0.064277 | 0.064098 | 0 | 0 | 0.064096 | 9.4286 | 0 | 0 | 0 | 0.064096 | 0 | 650 | 0 | 0
1423 | 2021-03-01 06:00 | 90.9667 |  | 59 | 20.851 | 0.63708 | 0.2 | 8.3181 | 93.9288 | 82.1827 | 0 |  | 90.9667 | 30.0233 | 58.4065 | 0.021048 | 30.0233 | 58.4065 | 0.018648 | 20.4763 | 55.5409 | 0 | 74.4968 | 74.567 | 8593.915 | 25.212 | 7883.4434 | 7873.918 | 7280.565 | 0 | 0 | 7275.1626 | 748.0232 | 0 | 0 | 0 | 0 | 7275.1626 | 748.0232 | 6462.136 | 6429.8257
1424 | 2021-03-01 07:00 | 288.7333 |  | 105.65 | 22.1478 | 0.91917 | 0.2 | 21.3194 | 86.4376 | 69.1173 | 0 |  | 288.7333 | 179.3626 | 105.7068 | 0.066809 | 179.3626 | 105.7068 | 0.05919 | 163.152 | 100.5241 | 0 | 258.4026 | 258.5673 | 29800.51 | 37.0773 | 29282.918 | 28198.3 | 26767.387 | 0 | 0 | 26694.947 | 749.931 | 0 | 0 | 0 | 0 | 26694.947 | 749.931 | 25825.463 | 25696.334
1425 | 2021-03-01 08:00 | 499.25 |  | 149.1 | 23.6856 | 1.7846 | 0.2 | 34.2025 | 78.0032 | 56.164 | 0 |  | 499.25 | 346.6747 | 150.0849 | 0.11552 | 346.6747 | 150.0849 | 0.10235 | 332.8629 | 142.729 | 0 | 466.0801 | 466.0929 | 53718.08 | 49.5583 | 53644.152 | 49683.035 | 48164.082 | 0 | 0 | 47913.66 | 722.1329 | 0 | 0 | 0 | 0 | 47913.66 | 722.1329 | 46676.68 | 46443.2969
1426 | 2021-03-01 09:00 | 709.5666 |  | 170.8833 | 25.5393 | 1.7217 | 0.2 | 46.6168 | 67.1683 | 43.6606 | 0 |  | 709.5666 | 536.0972 | 172.4347 | 0.16418 | 536.0972 | 172.4347 | 0.14546 | 525.8423 | 163.9856 | 0 | 676.0313 | 675.9786 | 77907.51 | 63.1702 | 78221.48 | 69190.44 | 66228.63 | 0 | 0 | 65716.32 | 694.5254 | 0 | 0 | 0 | 0 | 65716.32 | 694.5254 | 64038.242 | 63718.0508
1427 | 2021-03-01 10:00 | 860.0167 |  | 190.0667 | 27.2986 | 2.6683 | 0.2 | 57.8115 | 50.9931 | 32.3224 | 0 |  | 860.0167 | 668.9518 | 191.7356 | 0.199 | 668.9518 | 191.7356 | 0.1763 | 662.8183 | 182.343 | 0 | 828.2581 | 828.2657 | 95457.13 | 71.4632 | 95886.24 | 82326.06 | 79743.65 | 0 | 0 | 78936.21 | 666.5214 | 0 | 0 | 0 | 2.4003 | 78933.81 | 667.9121 | 76744.62 | 76360.8906
1428 | 2021-03-01 11:00 | 946.0833 |  | 204.9667 | 28.772 | 3.2788 | 0.2 | 65.8574 | 24.0378 | 23.9596 | 0 |  | 946.0833 | 741.8912 | 206.8546 | 0.21891 | 741.8912 | 206.8546 | 0.19395 | 738.3779 | 196.7234 | 0 | 916.3993 | 916.3783 | 105616.36 | 76.2965 | 106014.016 | 89369.51 | 85808.695 | 0 | 0 | 84845.83 | 654.8928 | 0 | 0 | 0 | 454.9155 | 84390.91 | 662.2869 | 81973.734 | 81563.8594
1429 | 2021-03-01 12:00 | 936.2833 |  | 253.5 | 29.8757 | 4.8246 | 0.2 | 67.0634 | 346.3277 | 22.2468 | 0 |  | 936.2833 | 685.0105 | 256.4516 | 0.21664 | 685.0105 | 256.4516 | 0.19194 | 682.191 | 243.8941 | 0 | 907.5633 | 907.6492 | 104607.85 | 73.7505 | 105010.09 | 89374.53 | 86561.65 | 0 | 0 | 85596.67 | 660.0502 | 0 | 0 | 0 | 90.1842 | 85506.49 | 663.9254 | 83041.484 | 82626.2812
1430 | 2021-03-01 13:00 | 874.8 |  | 237.6167 | 30.5837 | 5.9475 | 0.2 | 60.5672 | 315.476 | 28.6459 | 0 |  | 874.8 | 640.6588 | 240.8106 | 0.20242 | 640.6588 | 240.8106 | 0.17933 | 636.1112 | 229.0209 | 0 | 847.8295 | 847.8343 | 97716.37 | 69.5258 | 98139.195 | 84844.695 | 81373.07 | 0 | 0 | 80548.88 | 674.5785 | 0 | 0 | 0 | 0 | 80548.88 | 674.5785 | 78293.25 | 77901.7812
1431 | 2021-03-01 14:00 | 751.4167 |  | 197.2167 | 30.8846 | 5.24 | 0.2 | 49.9884 | 296.8632 | 39.3394 | 0 |  | 751.4167 | 558.5951 | 200.3369 | 0.17387 | 558.5951 | 200.3369 | 0.15404 | 550.3459 | 190.5303 | 0 | 726.0586 | 725.8702 | 83659.19 | 65.3154 | 84028.27 | 73761.1 | 71121.38 | 0 | 0 | 70507.62 | 682.0386 | 0 | 0 | 0 | 0 | 70507.62 | 682.0386 | 68650.98 | 68307.7266
1432 | 2021-03-01 15:00 | 581.3166 |  | 144.5833 | 30.7559 | 2.8779 | 0.2 | 37.8088 | 284.9098 | 51.6248 | 0 |  | 581.3166 | 441.6383 | 147.2764 | 0.13451 | 441.6383 | 147.2764 | 0.11917 | 428.0993 | 140.0682 | 0 | 556.8041 | 556.5751 | 64147.914 | 60.1518 | 64261.15 | 57416.492 | 55488.418 | 0 | 0 | 55120.586 | 694.5585 | 0 | 0 | 0 | 0 | 55120.586 | 694.5585 | 53719.793 | 53451.1953
1433 | 2021-03-01 16:00 | 357.3667 |  | 130.8667 | 30.0441 | 1.8671 | 0.2 | 25.0043 | 275.9909 | 64.5138 | 0 |  | 357.3667 | 230.3195 | 132.6642 | 0.08269 | 230.3195 | 132.6642 | 0.073259 | 215.0426 | 126.171 | 0 | 334.3893 | 334.2293 | 38521.668 | 48.5276 | 38158.86 | 35420.543 | 33959.094 | 0 | 0 | 33832.594 | 725.9742 | 0 | 0 | 0 | 0 | 33832.594 | 725.9742 | 32887.797 | 32723.3574
1434 | 2021-03-01 17:00 | 147.5833 |  | 78.3833 | 28.888 | 1.5025 | 0.2 | 11.9966 | 268.3521 | 77.5951 | 0 |  | 147.5833 | 71.4594 | 79.5597 | 0.034149 | 71.4594 | 79.5597 | 0.030254 | 58.3861 | 75.6669 | 0 | 131.3719 | 131.4329 | 15148.395 | 36.278 | 14440.889 | 13927.154 | 13107.485 | 0 | 0 | 13088.954 | 740.0699 | 0 | 0 | 0 | 0 | 13088.954 | 740.0699 | 12281.049 | 12219.6436
1435 | 2021-03-01 18:00 | 3.0167 |  | 3.0167 | 27.5547 | 1.1783 | 0.2 | -0.96465 | 260.9954 | 89.3609 | 0 |  | 3.0167 | 0 | 3.1455 | 0.00069802 | 0 | 3.1455 | 0 | 0 | 2.9913 | 0 | 2.9315 | 2.9317 | 337.8821 | 27.722 | 75.0254 | 75.229 | 74.9758 | 0 | 0 | 74.9727 | 320.8609 | 0 | 0 | 0 | 74.9727 | 0 | 650 | 0 | 0
1436 | 2021-03-01 19:00 | 0 |  | 0 | 26.3623 | 0.71625 | 0.2
1437 | 2021-03-01 20:00 | 0 |  | 0 | 25.1984 | 0.36375 | 0.2
1438 | 2021-03-01 21:00 | 0 |  | 0 | 24.0598 | 0.38708 | 0.2
1439 | 2021-03-01 22:00 | 0 |  | 0 | 23.0734 | 0.4 | 0.2
1440 | 2021-03-01 23:00 | 0 |  | 0 | 22.1158 | 0.36375 | 0.2
1441 | 2021-03-02 | 0 |  | 0 | 21.3465 | 0.2475 | 0.2
1442 | 2021-03-02 01:00 | 0 |  | 0 | 20.6355 | 0.90792 | 0.2
1443 | 2021-03-02 02:00 | 0 |  | 0 | 20.1958 | 1.2346 | 0.2
1444 | 2021-03-02 03:00 | 0 |  | 0 | 19.8181 | 1.6958 | 0.2
1445 | 2021-03-02 04:00 | 0 |  | 0 | 19.5619 | 2.1354 | 0.2
1446 | 2021-03-02 05:00 | 0 |  | 0 | 19.5922 | 2.1517 | 0.2
1447 | 2021-03-02 06:00 | 81.45 |  | 54.1667 | 20.2682 | 2.1538 | 0.2 | 8.1751 | 93.5682 | 82.3215 | 0 |  | 81.45 | 25.6097 | 53.6396 | 0.018846 | 25.6097 | 53.6396 | 0.016697 | 17.2969 | 51.0079 | 0 | 66.9387 | 66.9932 | 7721.022 | 23.9251 | 7018.297 | 7038.9478 | 6528.959 | 0 | 0 | 6524.618 | 747.2901 | 0 | 0 | 0 | 0 | 6524.618 | 747.2901 | 5749.867 | 5721.1177
1448 | 2021-03-02 07:00 | 268.5667 |  | 121.95 | 21.5299 | 3.9771 | 0.2 | 21.1765 | 86.0546 | 69.2557 | 0 |  | 268.5667 | 143.6482 | 121.9283 | 0.062143 | 143.6482 | 121.9283 | 0.055056 | 130.5372 | 115.9504 | 0 | 241.5579 | 241.7136 | 27858.258 | 33.6734 | 27308.486 | 26582.027 | 25328.217 | 0 | 0 | 25264.818 | 757.2469 | 0 | 0 | 0 | 0 | 25264.818 | 757.2469 | 24413.586 | 24291.5195
1449 | 2021-03-02 08:00 | 468.6667 |  | 184.65 | 23.0421 | 4.1188 | 0.2 | 34.0469 | 77.5783 | 56.3141 | 0 |  | 468.6667 | 281.2258 | 185.1675 | 0.10844 | 281.2258 | 185.1675 | 0.096076 | 269.9226 | 176.0924 | 0 | 437.0947 | 437.2131 | 50390.617 | 44.8663 | 50253.38 | 47257.066 | 44715.117 | 0 | 0 | 44507.473 | 740.2301 | 0 | 0 | 0 | 0 | 44507.473 | 740.2301 | 43349.94 | 43133.1914
1450 | 2021-03-02 09:00 | 653.2667 |  | 230.9667 | 24.6593 | 2.9937 | 0.2 | 46.4302 | 66.6794 | 43.8403 | 0 |  | 653.2667 | 420.313 | 232.1017 | 0.15116 | 420.313 | 232.1017 | 0.13392 | 412.1858 | 220.7291 | 0 | 620.2567 | 620.2874 | 71489.43 | 57.2481 | 71720.29 | 64761.508 | 62781.547 | 0 | 0 | 62333 | 705.3791 | 0 | 0 | 0 | 0 | 62333 | 705.3791 | 60774.09 | 60470.2188
1451 | 2021-03-02 10:00 | 807.2167 |  | 266.15 | 26.3529 | 2.8604 | 0.2 | 57.5643 | 50.4415 | 32.5601 | 0 |  | 807.2167 | 540.311 | 268.1093 | 0.18678 | 540.311 | 268.1093 | 0.16548 | 535.2726 | 254.9752 | 0 | 774.4429 | 774.4517 | 89260.6 | 67.2888 | 89670.28 | 78168.86 | 75970.125 | 0 | 0 | 75260.21 | 677.2036 | 0 | 0 | 0 | 0 | 75260.21 | 677.2036 | 73218.91 | 72852.8125
1452 | 2021-03-02 11:00 | 897.6834 |  | 283.4 | 27.8383 | 3.3563 | 0.2 | 65.5179 | 23.5975 | 24.2882 | 0 |  | 897.6834 | 614.9836 | 285.8691 | 0.20771 | 614.9836 | 285.8691 | 0.18402 | 611.9843 | 271.868 | 0 | 866.1753 | 866.1303 | 99824.836 | 72.5988 | 100249.08 | 85700.89 | 82737.81 | 0 | 0 | 81862.88 | 663.5995 | 0 | 0 | 0 | 4.1622 | 81858.73 | 664.3705 | 79548.56 | 79150.8203
1453 | 2021-03-02 12:00 | 898.6834 |  | 288.1 | 28.9623 | 4.0862 | 0.2 | 66.6796 | 346.4041 | 22.6299 | 0 |  | 898.6834 | 612.637 | 291.0059 | 0.20794 | 612.637 | 291.0059 | 0.18423 | 610.0238 | 276.756 | 0 | 869.0442 | 868.8693 | 100139.93 | 72.3974 | 100561.734 | 86026.78 | 82898.086 | 0 | 0 | 82031.984 | 667.0704 | 0 | 0 | 0 | 0 | 82031.984 | 667.0704 | 79714.57 | 79316
1454 | 2021-03-02 13:00 | 845.75 |  | 272.8333 | 29.712 | 3.7267 | 0.2 | 60.2346 | 315.8685 | 28.9771 | 0 |  | 845.75 | 576.108 | 276.0184 | 0.19569 | 576.108 | 276.0184 | 0.17338 | 571.9138 | 262.5045 | 0 | 817.7299 | 817.7238 | 94245.71 | 71.2646 | 94668.13 | 81316.53 | 78505.25 | 0 | 0 | 77724.67 | 666.9386 | 0 | 0 | 0 | 0 | 77724.67 | 666.9386 | 75584.65 | 75206.7188
1455 | 2021-03-02 14:00 | 752.95 |  | 194.5833 | 30.1079 | 4.1392 | 0.2 | 49.71 | 297.2758 | 39.6138 | 0 |  | 752.95 | 562.8749 | 197.6996 | 0.17422 | 562.8749 | 197.6996 | 0.15435 | 554.4179 | 188.0222 | 0 | 727.5912 | 727.6311 | 83861.21 | 66.395 | 84229.336 | 73633.02 | 71028.445 | 0 | 0 | 70411.055 | 680.7612 | 0 | 0 | 0 | 0 | 70411.055 | 680.7612 | 68558.09 | 68215.2969
1456 | 2021-03-02 15:00 | 597.2667 |  | 141.4167 | 30.1054 | 6.205 | 0.2 | 37.562 | 285.2834 | 51.8672 | 0 |  | 597.2667 | 461.0606 | 144.0917 | 0.1382 | 461.0606 | 144.0917 | 0.12244 | 446.7256 | 137.0395 | 0 | 572.0898 | 572.2225 | 65950.42 | 56.0821 | 66092.14 | 59888.55 | 57973.473 | 0 | 0 | 57586.113 | 705.3932 | 0 | 0 | 0 | 0 | 57586.113 | 705.3932 | 56130.613 | 55849.9609
1457 | 2021-03-02 16:00 | 375.5333 |  | 117.9667 | 29.5231 | 8.1113 | 0.2 | 24.7721 | 276.3298 | 64.7416 | 0 |  | 375.5333 | 261.9984 | 120.1544 | 0.086893 | 261.9984 | 120.1544 | 0.076984 | 244.3632 | 114.2743 | 0 | 351.4647 | 351.3017 | 40489.316 | 44.1459 | 40163.367 | 37832.664 | 36207.848 | 0 | 0 | 36068.918 | 736.8035 | 0 | 0 | 0 | 0 | 36068.918 | 736.8035 | 35095.227 | 34919.75
1458 | 2021-03-02 17:00 | 153.8167 |  | 79.1833 | 28.4487 | 6.47 | 0.2 | 11.7673 | 268.6685 | 77.8201 | 0 |  | 153.8167 | 77.146 | 80.3631 | 0.035591 | 77.146 | 80.3631 | 0.031532 | 62.7052 | 76.4311 | 0 | 136.3535 | 136.1949 | 15696.497 | 34.5574 | 14992.779 | 14541.721 | 13647.903 | 0 | 0 | 13627.893 | 745.4255 | 0 | 0 | 0 | 0 | 13627.893 | 745.4255 | 12803.879 | 12739.8594
1459 | 2021-03-02 18:00 | 4.2 |  | 4.2 | 27.1265 | 4.0788 | 0.2 | -1.2004 | 261.3003 | 89.4681 | 0 |  | 4.2 | 0 | 4.3133 | 0.00097182 | 0 | 4.3133 | 0 | 0 | 4.1019 | 0 | 4.0199 | 4.02 | 463.306 | 27.3275 | 140.3239 | 140.6448 | 139.9376 | 0 | 0 | 139.9322 | 456.702 | 0 | 0 | 0 | 61.2348 | 78.6974 | 649.999 | 64.6289 | 64.30577087402344
1460 | 2021-03-02 19:00 | 0 |  | 0 | 25.6772 | 2.7921 | 0.2
1461 | 2021-03-02 20:00 | 0 |  | 0 | 24.2386 | 2.6775 | 0.2
1462 | 2021-03-02 21:00 | 0 |  | 0 | 22.9692 | 2.0429 | 0.2
1463 | 2021-03-02 22:00 | 0 |  | 0 | 21.7185 | 1.6492 | 0.2
1464 | 2021-03-02 23:00 | 0 |  | 0 | 20.4836 | 2.0612 | 0.2
1465 | 2021-03-03 | 0 |  | 0 | 19.35 | 1.9242 | 0.2
1466 | 2021-03-03 01:00 | 0 |  | 0 | 18.247 | 2.4312 | 0.2
1467 | 2021-03-03 02:00 | 0 |  | 0 | 17.5492 | 3.075 | 0.2
1468 | 2021-03-03 03:00 | 0 |  | 0 | 16.945 | 2.3954 | 0.2
1469 | 2021-03-03 04:00 | 0 |  | 0 | 16.524 | 1.5775 | 0.2
1470 | 2021-03-03 05:00 | 0 |  | 0 | 16.4926 | 1.7725 | 0.2
1471 | 2021-03-03 06:00 | 89.5833 |  | 51.1167 | 17.1326 | 2.0708 | 0.2 | 8.0329 | 93.2054 | 82.4596 | 0 |  | 89.5833 | 36.0856 | 50.6313 | 0.020728 | 36.0856 | 50.6313 | 0.018364 | 24.1264 | 48.146 | 0 | 70.827 | 70.9054 | 8171.996 | 21.0176 | 7467.8936 | 7554.236 | 6811.8574 | 0 | 0 | 6807.2446 | 759.7908 | 0 | 0 | 0 | 0 | 6807.2446 | 759.7908 | 6016.849 | 5986.7651
1472 | 2021-03-03 07:00 | 287.3833 |  | 98.5333 | 18.3422 | 2.7571 | 0.2 | 21.0337 | 85.6697 | 69.3938 | 0 |  | 287.3833 | 185.0415 | 98.9267 | 0.066496 | 185.0415 | 98.9267 | 0.058913 | 167.9853 | 94.0762 | 0 | 256.8202 | 256.9583 | 29615.598 | 31.9885 | 29094.875 | 28469.225 | 27020.441 | 0 | 0 | 26949.115 | 762.0494 | 0 | 0 | 0 | 0 | 26949.115 | 762.0494 | 26076.723 | 25946.3379
1473 | 2021-03-03 08:00 | 506.1667 |  | 130.1667 | 19.8041 | 3.175 | 0.2 | 33.8909 | 77.1519 | 56.4647 | 0 |  | 506.1667 | 372.3431 | 131.1712 | 0.11712 | 372.3431 | 131.1712 | 0.10376 | 357.2451 | 124.7422 | 0 | 472.3476 | 472.504 | 54457.113 | 44.4247 | 54396.977 | 51230.074 | 49246.777 | 0 | 0 | 48995.15 | 738.0474 | 0 | 0 | 0 | 0 | 48995.15 | 738.0474 | 47733.215 | 47494.5508
1474 | 2021-03-03 09:00 | 701.3333 |  | 166.9167 | 21.2742 | 2.7921 | 0.2 | 46.2422 | 66.1901 | 44.0213 | 0 |  | 701.3333 | 531.954 | 168.4797 | 0.16228 | 531.954 | 168.4797 | 0.14377 | 521.5561 | 160.2245 | 0 | 668.145 | 668.1558 | 77005.71 | 56.7015 | 77309.734 | 69945.67 | 67726.516 | 0 | 0 | 67213.03 | 708.4568 | 0 | 0 | 0 | 0 | 67213.03 | 708.4568 | 65479.992 | 65152.5938
1475 | 2021-03-03 10:00 | 822.6667 |  | 238.9167 | 22.5958 | 2.2292 | 0.2 | 57.3149 | 49.8924 | 32.8 | 0 |  | 822.6667 | 582.9899 | 240.9807 | 0.19035 | 582.9899 | 240.9807 | 0.16865 | 577.4606 | 229.1759 | 0 | 790.5037 | 790.5201 | 91109.22 | 65.5985 | 91527.04 | 80272.96 | 78031.98 | 0 | 0 | 77289.17 | 678.9202 | 0 | 0 | 0 | 0 | 77289.17 | 678.9202 | 75166.74 | 74790.9062
1476 | 2021-03-03 11:00 | 893.65 |  | 279.15 | 23.6274 | 2.0088 | 0.2 | 65.1763 | 23.1625 | 24.6191 | 0 |  | 893.65 | 615.2595 | 281.6465 | 0.20678 | 615.2595 | 281.6465 | 0.1832 | 612.1696 | 267.8524 | 0 | 862.4216 | 862.3143 | 99386.16 | 71.0084 | 99811.38 | 85829.016 | 83021.21 | 0 | 0 | 82144.6 | 666.018 | 0 | 0 | 0 | 0.81762 | 82143.78 | 667.1462 | 79821.68 | 79422.5703
1477 | 2021-03-03 12:00 | 909.6167 |  | 259.95 | 24.5548 | 2.8717 | 0.2 | 66.2938 | 346.4739 | 23.0151 | 0 |  | 909.6167 | 651.9187 | 262.9224 | 0.21047 | 651.9187 | 262.9224 | 0.18647 | 649.0377 | 250.0481 | 0 | 881.1041 | 881.0307 | 101540.91 | 71.1004 | 101959.26 | 87641.195 | 84557.06 | 0 | 0 | 83647.13 | 665.9161 | 0 | 0 | 0 | 0 | 83647.13 | 665.9161 | 81261.61 | 80855.3047
1478 | 2021-03-03 13:00 | 850.9833 |  | 262.3 | 25.1657 | 2.725 | 0.2 | 59.8982 | 316.2519 | 29.3122 | 0 |  | 850.9833 | 592.0317 | 265.5113 | 0.19691 | 592.0317 | 265.5113 | 0.17445 | 587.6107 | 252.5121 | 0 | 823.3203 | 823.3107 | 94888.016 | 68.9531 | 95312.086 | 82570.1 | 79994.46 | 0 | 0 | 79197.766 | 672.6343 | 0 | 0 | 0 | 0 | 79197.766 | 672.6343 | 76997.77 | 76612.7812
1479 | 2021-03-03 14:00 | 733.8 |  | 209.5167 | 25.4086 | 3.1321 | 0.2 | 49.4275 | 297.6837 | 39.8924 | 0 |  | 733.8 | 528.5927 | 212.6859 | 0.16979 | 528.5927 | 212.6859 | 0.15043 | 520.511 | 202.2747 | 0 | 708.33 | 708.2763 | 81628.41 | 62.3866 | 81978.58 | 72703.97 | 70417.78 | 0 | 0 | 69825.016 | 689.3171 | 0 | 0 | 0 | 0 | 69825.016 | 689.3171 | 67994.28 | 67654.3125
1480 | 2021-03-03 15:00 | 553.2 |  | 168.55 | 25.2416 | 3.7604 | 0.2 | 37.3114 | 285.6549 | 52.1134 | 0 |  | 553.2 | 389.1249 | 171.3678 | 0.128 | 389.1249 | 171.3678 | 0.1134 | 376.8521 | 162.9801 | 0 | 529.0355 | 528.8799 | 60953.26 | 52.0754 | 61011.246 | 56038.406 | 53978.656 | 0 | 0 | 53655.594 | 717.2026 | 0 | 0 | 0 | 0 | 53655.594 | 717.2026 | 52287.63 | 52026.1914
1481 | 2021-03-03 16:00 | 356.0333 |  | 119.9167 | 24.564 | 3.5783 | 0.2 | 24.5366 | 276.6678 | 64.9729 | 0 |  | 356.0333 | 240.2622 | 122.1077 | 0.082381 | 240.2622 | 122.1077 | 0.072986 | 223.8463 | 116.1319 | 0 | 333.1787 | 333.2208 | 38404.88 | 41.6113 | 38040.094 | 36120.29 | 34455.78 | 0 | 0 | 34332.543 | 744.3522 | 0 | 0 | 0 | 0 | 34332.543 | 744.3522 | 33380.926 | 33214.0195
1482 | 2021-03-03 17:00 | 145.35 |  | 68.35 | 23.5057 | 3.1042 | 0.2 | 11.535 | 268.9849 | 78.0482 | 0 |  | 145.35 | 79.6744 | 69.4834 | 0.033632 | 79.6744 | 69.4834 | 0.029796 | 64.4048 | 66.084 | 0 | 127.8791 | 127.8092 | 14730.746 | 30.1869 | 14021.106 | 13788.533 | 12920.988 | 0 | 0 | 12903.495 | 753.0807 | 0 | 0 | 0 | 0 | 12903.495 | 753.0807 | 12101.446 | 12040.9395
1483 | 2021-03-03 18:00 | 2.9 |  | 2.9 | 22.486 | 2.725 | 0.2 | -1.4387 | 261.6057 | 89.5765 | 0 |  | 2.9 | 0 | 3.0372 | 0.00067102 | 0 | 3.0372 | 0 | 0 | 2.8884 | 0 | 2.8306 | 2.8306 | 326.236 | 22.6365 | 69.9589 | 69.793 | 69.5669 | 0 | 0 | 69.564 | 309.5658 | 0 | 0 | 0 | 69.564 | 0 | 650 | 0 | 0
1484 | 2021-03-03 19:00 | 0 |  | 0 | 21.4836 | 2.975 | 0.2
1485 | 2021-03-03 20:00 | 0 |  | 0 | 20.4815 | 2.6646 | 0.2
1486 | 2021-03-03 21:00 | 0 |  | 0 | 19.4794 | 2.6242 | 0.2
1487 | 2021-03-03 22:00 | 0 |  | 0 | 18.4772 | 2.7017 | 0.2
1488 | 2021-03-03 23:00 | 0 |  | 0 | 17.5249 | 2.4104 | 0.2
1489 | 2021-03-04 | 0 |  | 0 | 16.8757 | 3.0492 | 0.2
1490 | 2021-03-04 01:00 | 0 |  | 0 | 16.2779 | 2.4921 | 0.2
1491 | 2021-03-04 02:00 | 0 |  | 0 | 15.8948 | 2.25 | 0.2
1492 | 2021-03-04 03:00 | 0 |  | 0 | 15.5618 | 2.35 | 0.2
1493 | 2021-03-04 04:00 | 0 |  | 0 | 15.338 | 2.1775 | 0.2
1494 | 2021-03-04 05:00 | 0 |  | 0 | 15.4126 | 1.9 | 0.2
1495 | 2021-03-04 06:00 | 84.0167 |  | 47.9333 | 16.0256 | 2.1967 | 0.2 | 7.8913 | 92.8404 | 82.597 | 0 |  | 84.0167 | 33.8294 | 47.4772 | 0.01944 | 33.8294 | 47.4772 | 0.017223 | 22.38 | 45.1467 | 0 | 66.1761 | 66.2483 | 7635.2407 | 19.6347 | 6936.7456 | 7047.1436 | 6440.2603 | 0 | 0 | 6436.142 | 758.5417 | 0 | 0 | 0 | 0 | 6436.142 | 758.5417 | 5666.594 | 5638.2612
1496 | 2021-03-04 07:00 | 272.9833 |  | 114.4 | 17.2784 | 2.7538 | 0.2 | 20.891 | 85.283 | 69.5318 | 0 |  | 272.9833 | 155.3984 | 114.4206 | 0.063165 | 155.3984 | 114.4206 | 0.055961 | 140.9323 | 108.8108 | 0 | 244.7483 | 244.8203 | 28215.719 | 30.2821 | 27671.67 | 27220.844 | 25916.717 | 0 | 0 | 25851.762 | 767.1119 | 0 | 0 | 0 | 0 | 25851.762 | 767.1119 | 24992.65 | 24867.6875
1497 | 2021-03-04 08:00 | 487.9167 |  | 152 | 18.8254 | 4.0804 | 0.2 | 33.7342 | 76.7242 | 56.6159 | 0 |  | 487.9167 | 332.6841 | 152.9942 | 0.1129 | 332.6841 | 152.9942 | 0.10002 | 319.0741 | 145.4958 | 0 | 455.2785 | 455.428 | 52489.527 | 41.5985 | 52392.227 | 49790.953 | 47738.406 | 0 | 0 | 47505.977 | 746.1906 | 0 | 0 | 0 | 0 | 47505.977 | 746.1906 | 46278.438 | 46047.0469
1498 | 2021-03-04 09:00 | 671.3166 |  | 204.65 | 20.3923 | 4.3725 | 0.2 | 46.0528 | 65.7006 | 44.2038 | 0 |  | 671.3166 | 464.5622 | 206.1947 | 0.15533 | 464.5622 | 206.1947 | 0.13762 | 455.382 | 196.0916 | 0 | 638.4442 | 638.4586 | 73584.92 | 51.8961 | 73844.79 | 67901.695 | 65819.25 | 0 | 0 | 65345.01 | 717.0531 | 0 | 0 | 0 | 0 | 65345.01 | 717.0531 | 63680.453 | 63362.0508
1499 | 2021-03-04 10:00 | 821.4334 |  | 233.0167 | 21.8575 | 4.605 | 0.2 | 57.0633 | 49.3462 | 33.0421 | 0 |  | 821.4334 | 587.7069 | 235.1025 | 0.19007 | 587.7069 | 235.1025 | 0.16839 | 582.037 | 223.5857 | 0 | 789.5103 | 789.5085 | 90996.14 | 60.4047 | 91412.53 | 81654.96 | 78179.1 | 0 | 0 | 77466.45 | 697.3563 | 0 | 0 | 0 | 0 | 77466.45 | 697.3563 | 75336.87 | 74960.1875
1500 | 2021-03-04 11:00 | 914.3166 |  | 244.9167 | 23.0983 | 3.2479 | 0.2 | 64.8328 | 22.7329 | 24.9522 | 0 |  | 914.3166 | 670.2925 | 247.4947 | 0.21156 | 670.2925 | 247.4947 | 0.18743 | 666.8265 | 235.3736 | 0 | 884.1561 | 884.1457 | 101897.93 | 69.0156 | 102317.414 | 88635.73 | 86309.336 | 0 | 0 | 85376.41 | 670.3522 | 0 | 0 | 0 | 0 | 85376.41 | 670.3522 | 82917 | 82502.4141
1501 | 2021-03-04 12:00 | 904.1834 |  | 284.85 | 23.9941 | 2.5146 | 0.2 | 65.906 | 346.5377 | 23.4021 | 0 |  | 904.1834 | 621.5447 | 287.7871 | 0.20922 | 621.5447 | 287.7871 | 0.18536 | 618.6999 | 273.695 | 0 | 874.547 | 874.5778 | 100795.766 | 70.9556 | 101214.52 | 87037.85 | 84084.055 | 0 | 0 | 83195.84 | 668.0774 | 0 | 0 | 0 | -0.84848 | 83196.695 | 668.2042 | 80830.25 | 80426.1016
1502 | 2021-03-04 13:00 | 838.25 |  | 272.25 | 24.653 | 2.5983 | 0.2 | 59.5584 | 316.6262 | 29.6508 | 0 |  | 838.25 | 569.2867 | 275.4501 | 0.19396 | 569.2867 | 275.4501 | 0.17184 | 564.9259 | 261.9642 | 0 | 810.3524 | 810.2582 | 93385.805 | 67.9953 | 93807.04 | 81548.48 | 78104.26 | 0 | 0 | 77351.234 | 676.4981 | 0 | 0 | 0 | 0 | 77351.234 | 676.4981 | 75226.3 | 74850.1641
1503 | 2021-03-04 14:00 | 730.2 |  | 211.5167 | 24.9525 | 2.75 | 0.2 | 49.1411 | 298.0868 | 40.175 | 0 |  | 730.2 | 523.0232 | 214.6951 | 0.16896 | 523.0232 | 214.6951 | 0.14969 | 514.8846 | 204.1855 | 0 | 704.6887 | 704.7049 | 81218.73 | 62.3893 | 81564.31 | 72332.17 | 69736.15 | 0 | 0 | 69158.836 | 692.4701 | 0 | 0 | 0 | 0 | 69158.836 | 692.4701 | 67353.234 | 67016.4688
1504 | 2021-03-04 15:00 | 539.8833 |  | 183.8833 | 24.7873 | 2.5533 | 0.2 | 37.0571 | 286.0243 | 52.3634 | 0 |  | 539.8833 | 360.2152 | 186.2561 | 0.12492 | 360.2152 | 186.2561 | 0.11068 | 348.6879 | 177.1387 | 0 | 515.3101 | 515.2415 | 59381.715 | 52.4051 | 59411.816 | 54499.086 | 52174.473 | 0 | 0 | 51872.01 | 715.996 | 0 | 0 | 0 | 0 | 51872.01 | 715.996 | 50544.34 | 50291.6172
1505 | 2021-03-04 16:00 | 345.5 |  | 122.4667 | 24.1142 | 2.005 | 0.2 | 24.2977 | 277.005 | 65.2074 | 0 |  | 345.5 | 227.0296 | 124.2253 | 0.079944 | 227.0296 | 124.2253 | 0.070827 | 211.2796 | 118.1454 | 0 | 322.8364 | 322.8654 | 37211.45 | 41.8575 | 36824.625 | 34934.742 | 33450.13 | 0 | 0 | 33333.04 | 744.1295 | 0 | 0 | 0 | 0 | 33333.04 | 744.1295 | 32395.266 | 32233.2891
1506 | 2021-03-04 17:00 | 137.8333 |  | 69.0333 | 23.147 | 1.4292 | 0.2 | 11.2999 | 269.3011 | 78.279 | 0 |  | 137.8333 | 71.2664 | 70.1738 | 0.031893 | 71.2664 | 70.1738 | 0.028256 | 57.2737 | 66.7407 | 0 | 121.5341 | 121.4938 | 14002.57 | 30.001 | 13288.603 | 13075.713 | 12395.498 | 0 | 0 | 12379.131 | 749.2508 | 0 | 0 | 0 | 0 | 12379.131 | 749.2508 | 11584.074 | 11526.1543
1507 | 2021-03-04 18:00 | 1.9333 |  | 1.9333 | 22.0753 | 0.99125 | 0.2 | -1.6795 | 261.9115 | 89.6862 | 0 |  | 1.9333 | 0 | 2.0562 | 0.00044735 | 0 | 2.0562 | 0 | 0 | 1.9554 | 0 | 1.9163 | 1.9164 | 220.8684 | 22.1856 | 32.1751 | 32.085 | 31.9949 | 0 | 0 | 31.9936 | 210.1402 | 0 | 0 | 0 | 31.9936 | 0 | 650 | 0 | 0
1508 | 2021-03-04 19:00 | 0 |  | 0 | 21.379 | 0.57667 | 0.2
1509 | 2021-03-04 20:00 | 0 |  | 0 | 20.7512 | 0.62333 | 0.2
1510 | 2021-03-04 21:00 | 0 |  | 0 | 20.1235 | 0.92167 | 0.2
1511 | 2021-03-04 22:00 | 0 |  | 0 | 19.4958 | 1.2992 | 0.2
1512 | 2021-03-04 23:00 | 0 |  | 0 | 18.9019 | 1.1146 | 0.2
1513 | 2021-03-05 | 0 |  | 0 | 18.5157 | 0.93792 | 0.2
1514 | 2021-03-05 01:00 | 0 |  | 0 | 18.1728 | 0.98708 | 0.2
1515 | 2021-03-05 02:00 | 0 |  | 0 | 17.9579 | 1.0604 | 0.2
1516 | 2021-03-05 03:00 | 0 |  | 0 | 17.7725 | 1.375 | 0.2
1517 | 2021-03-05 04:00 | 0 |  | 0 | 17.6449 | 1.0404 | 0.2
1518 | 2021-03-05 05:00 | 0 |  | 0 | 17.7068 | 0.91042 | 0.2
1519 | 2021-03-05 06:00 | 92.7167 |  | 55.4333 | 18.4514 | 1.3613 | 0.2 | 7.7504 | 92.4734 | 82.7338 | 0 |  | 92.7167 | 34.933 | 54.887 | 0.021453 | 34.933 | 54.887 | 0.019007 | 22.8563 | 52.193 | 0 | 73.5484 | 73.4895 | 8469.818 | 22.6101 | 7762.2144 | 7815.103 | 7179.9707 | 0 | 0 | 7174.77 | 754.1363 | 0 | 0 | 0 | 0 | 7174.77 | 754.1363 | 6366.2554 | 6334.4243
1520 | 2021-03-05 07:00 | 309.35 |  | 93.7 | 19.7839 | 1.1396 | 0.2 | 20.7484 | 84.8946 | 69.6697 | 0 |  | 309.35 | 211.3375 | 94.1055 | 0.071579 | 211.3375 | 94.1055 | 0.063416 | 191.4682 | 89.4914 | 0 | 275.3404 | 275.4184 | 31743.373 | 35.5276 | 31258.855 | 30250.682 | 28732.615 | 0 | 0 | 28650.29 | 754.5217 | 0 | 0 | 0 | 0 | 28650.29 | 754.5217 | 27761.037 | 27622.2324
1521 | 2021-03-05 08:00 | 417.35 |  | 221.25 | 20.9566 | 0.97667 | 0.2 | 33.5769 | 76.2954 | 56.7676 | 0 |  | 417.35 | 194.2335 | 221.1233 | 0.096569 | 194.2335 | 221.1233 | 0.085556 | 186.2164 | 210.2868 | 0 | 388.5731 | 388.5639 | 44782.42 | 43.3333 | 44537.598 | 42082.824 | 40215.605 | 0 | 0 | 40048.715 | 738.9143 | 0 | 0 | 0 | 0 | 40048.715 | 738.9143 | 38997.145 | 38802.1602
1522 | 2021-03-05 09:00 | 468.0167 |  | 365.2667 | 21.8452 | 0.73875 | 0.2 | 45.8619 | 65.2111 | 44.3877 | 0 |  | 468.0167 | 102.2969 | 364.7167 | 0.10829 | 102.2969 | 364.7167 | 0.095943 | 100.2531 | 346.8464 | 0 | 438.1576 | 438.1692 | 50500.113 | 47.3532 | 50365.05 | 46985.367 | 45414.586 | 0 | 0 | 45194.918 | 728.7652 | 0 | 0 | 0 | 0 | 45194.918 | 728.7652 | 44021.25 | 43801.1445
1523 | 2021-03-05 10:00 | 520.2167 |  | 365.15 | 22.5659 | 0.7 | 0.2 | 56.8095 | 48.8029 | 33.2865 | 0 |  | 520.2167 | 154.8947 | 365.2052 | 0.12037 | 154.8947 | 365.2052 | 0.10664 | 153.3746 | 347.3137 | 0 | 490.6745 | 490.6762 | 56552.055 | 51.181 | 56531.434 | 52083.848 | 50254.633 | 0 | 0 | 49976.91 | 719.144 | 0 | 0 | 0 | 0 | 49976.91 | 719.144 | 48692.44 | 48448.9766
1524 | 2021-03-05 11:00 | 549 |  | 413.65 | 23.1006 | 0.7 | 0.2 | 64.4872 | 22.3089 | 25.2874 | 0 |  | 549 | 135.5438 | 414.192 | 0.12703 | 135.5438 | 414.192 | 0.11254 | 134.8223 | 393.9032 | 0 | 518.151 | 518.1289 | 59716.16 | 53.3167 | 59753.555 | 54665.656 | 52707.293 | 0 | 0 | 52400.797 | 715.7236 | 0 | 0 | 0 | 0 | 52400.797 | 715.7236 | 51061.14 | 50805.8359
1525 | 2021-03-05 12:00 | 454.6833 |  | 401.6167 | 23.2412 | 0.6275 | 0.2 | 65.5164 | 346.5957 | 23.791 | 0 |  | 454.6833 | 53.2617 | 406.1362 | 0.10521 | 53.2617 | 406.1362 | 0.093209 | 53.0093 | 386.2431 | 0 | 430.4674 | 430.4612 | 49612.7 | 48.4276 | 49460.613 | 45976.387 | 44668.96 | 0 | 0 | 44452.08 | 724.9806 | 0 | 0 | 0 | 0 | 44452.08 | 724.9806 | 43295.848 | 43079.3672
1526 | 2021-03-05 13:00 | 395.7667 |  | 355.2667 | 23.2762 | 0.25 | 0.2 | 59.2152 | 316.9917 | 29.9929 | 0 |  | 395.7667 | 40.7401 | 358.941 | 0.091575 | 40.7401 | 358.941 | 0.081131 | 40.4199 | 341.3597 | 0 | 374.1441 | 374.1581 | 43123.05 | 45.5476 | 42846.473 | 40191.348 | 38652.32 | 0 | 0 | 38494.188 | 733.878 | 0 | 0 | 0 | 0 | 38494.188 | 733.878 | 37480.082 | 37292.6836
1527 | 2021-03-05 14:00 | 222.3167 |  | 219.5 | 23.0601 | 0.64667 | 0.2 | 48.8509 | 298.4851 | 40.4615 | 0 |  | 222.3167 | 2.8407 | 218.5291 | 0.051441 | 2.8407 | 218.5291 | 0.045574 | 2.7957 | 207.8236 | 0 | 206.4069 | 206.4056 | 23788.111 | 35.1264 | 23174.795 | 22457.596 | 21750.537 | 0 | 0 | 21701.818 | 746.8752 | 0 | 0 | 0 | 0 | 21701.818 | 746.8752 | 20798.924 | 20694.9297
1528 | 2021-03-05 15:00 | 249.9167 |  | 237.45 | 22.7963 | 0.89833 | 0.2 | 36.7994 | 286.3913 | 52.6169 | 0 |  | 249.9167 | 12.6169 | 236.5691 | 0.057827 | 12.6169 | 236.5691 | 0.051232 | 12.2072 | 224.9808 | 0 | 232.4442 | 232.4428 | 26789.736 | 36.23 | 26221.86 | 25325.078 | 24448.734 | 0 | 0 | 24387.418 | 748.4322 | 0 | 0 | 0 | 0 | 24387.418 | 748.4322 | 23525.785 | 23408.1562
1529 | 2021-03-05 16:00 | 220.8833 |  | 178.4667 | 22.4724 | 1.0621 | 0.2 | 24.0558 | 277.3412 | 65.4451 | 0 |  | 220.8833 | 43.1923 | 180.2423 | 0.051109 | 43.1923 | 180.2423 | 0.045281 | 40.1491 | 171.4139 | 0 | 207.3317 | 207.3332 | 23895.771 | 34.366 | 23284.232 | 22616.611 | 21603.41 | 0 | 0 | 21556.082 | 751.4846 | 0 | 0 | 0 | 0 | 21556.082 | 751.4846 | 20651.912 | 20548.6523
1530 | 2021-03-05 17:00 | 58.35 |  | 56.4833 | 21.9038 | 1.0008 | 0.2 | 11.0621 | 269.617 | 78.5126 | 0 |  | 58.35 | 1.9358 | 56.2012 | 0.013501 | 1.9358 | 56.2012 | 0.011962 | 1.5461 | 53.4481 | 0 | 53.8943 | 53.8888 | 6211.0054 | 25.0038 | 5526.325 | 5526.058 | 5313.7334 | 0 | 0 | 5310.748 | 738.0572 | 0 | 0 | 0 | 0 | 5310.748 | 738.0572 | 4620.105 | 4597.0044
1531 | 2021-03-05 18:00 | 0.76667 |  | 0.76667 | 21.2735 | 0.98542 | 0.2 | -1.9225 | 262.2176 | 89.7779 | 0 |  | 0.76667 | 0 | 0.83052 | 0.0001774 | 0 | 0.83052 | 0 | 0 | 0.78983 | 0 | 0.77403 | 0.77406 | 89.2086 | 21.318 | 5.2746 | 5.2552 | 5.2373 | 0 | 0 | 5.2371 | 86.5341 | 0 | 0 | 0 | 5.2371 | 0 | 650 | 0 | 0
1532 | 2021-03-05 19:00 | 0 |  | 0 | 20.6654 | 1.5312 | 0.2
1533 | 2021-03-05 20:00 | 0 |  | 0 | 20.0619 | 2.2596 | 0.2
1534 | 2021-03-05 21:00 | 0 |  | 0 | 19.4584 | 2.395 | 0.2
1535 | 2021-03-05 22:00 | 0 |  | 0 | 18.8549 | 3.7333 | 0.2
1536 | 2021-03-05 23:00 | 0 |  | 0 | 18.2639 | 5.4533 | 0.2
1537 | 2021-03-06 | 0 |  | 0 | 17.7482 | 3.1425 | 0.2
1538 | 2021-03-06 01:00 | 0 |  | 0 | 17.2612 | 2.1275 | 0.2
1539 | 2021-03-06 02:00 | 0 |  | 0 | 16.9591 | 2.1138 | 0.2
1540 | 2021-03-06 03:00 | 0 |  | 0 | 16.6994 | 1.7404 | 0.2
1541 | 2021-03-06 04:00 | 0 |  | 0 | 16.5224 | 1.4896 | 0.2
1542 | 2021-03-06 05:00 | 0 |  | 0 | 16.5722 | 1.3596 | 0.2
1543 | 2021-03-06 06:00 | 84.1 |  | 52.8167 | 17.2913 | 2.0467 | 0.2 | 7.61 | 92.1046 | 82.8698 | 0 |  | 84.1 | 29.2929 | 52.2941 | 0.01946 | 29.2929 | 52.2941 | 0.01724 | 18.9462 | 49.7273 | 0 | 67.3001 | 67.3813 | 7765.8296 | 20.9873 | 7064.662 | 7148.7183 | 6545.0684 | 0 | 0 | 6540.8003 | 757.517 | 0 | 0 | 0 | 0 | 6540.8003 | 757.517 | 5765.1133 | 5736.2881
1544 | 2021-03-06 07:00 | 279.6 |  | 99.5333 | 18.652 | 2.0017 | 0.2 | 20.6059 | 84.5048 | 69.8075 | 0 |  | 279.6 | 176.4819 | 99.9306 | 0.064696 | 176.4819 | 99.9306 | 0.057317 | 159.7239 | 95.031 | 0 | 249.6598 | 249.8194 | 28792.352 | 32.3831 | 28257.975 | 27616.428 | 26271.88 | 0 | 0 | 26204.549 | 763.0685 | 0 | 0 | 0 | 0 | 26204.549 | 763.0685 | 25340.96 | 25214.2559
1545 | 2021-03-06 08:00 | 495.0333 |  | 130.65 | 20.3062 | 1.7896 | 0.2 | 33.419 | 75.8656 | 56.9199 | 0 |  | 495.0333 | 360.9539 | 131.6705 | 0.11454 | 360.9539 | 131.6705 | 0.10148 | 345.9214 | 125.2172 | 0 | 461.7159 | 461.685 | 53210.2 | 45.9284 | 53126.652 | 49792.188 | 47698.293 | 0 | 0 | 47461.29 | 735.4597 | 0 | 0 | 0 | 0 | 47461.29 | 735.4597 | 46234.785 | 46003.6094
1546 | 2021-03-06 09:00 | 690.2167 |  | 172.8833 | 21.9756 | 1.7563 | 0.2 | 45.6696 | 64.7219 | 44.5729 | 0 |  | 690.2167 | 515.1047 | 174.475 | 0.15971 | 515.1047 | 174.475 | 0.14149 | 504.6992 | 165.9262 | 0 | 657.2129 | 657.2293 | 75746.375 | 58.5053 | 76035.08 | 68368.01 | 66176.39 | 0 | 0 | 65675.55 | 700.4725 | 0 | 0 | 0 | 0 | 65675.55 | 700.4725 | 63998.957 | 63678.9609
1547 | 2021-03-06 10:00 | 841.6 |  | 192.35 | 23.4855 | 3.2246 | 0.2 | 56.5535 | 48.2628 | 33.533 | 0 |  | 841.6 | 648.5936 | 194.4512 | 0.19473 | 648.5936 | 194.4512 | 0.17253 | 642.1181 | 184.926 | 0 | 810.5033 | 810.5101 | 93411.3 | 65.6233 | 93838.07 | 82301.14 | 80326.85 | 0 | 0 | 79542.96 | 680.0402 | 0 | 0 | 0 | 0 | 79542.96 | 680.0402 | 77328.805 | 76942.1641
1548 | 2021-03-06 11:00 | 919.6167 |  | 218.2167 | 25.0138 | 4.6254 | 0.2 | 64.1399 | 21.8905 | 25.6247 | 0 |  | 919.6167 | 702.4741 | 220.8001 | 0.21279 | 702.4741 | 220.8001 | 0.18852 | 698.6251 | 209.9867 | 0 | 890.4396 | 890.4348 | 102626.15 | 68.4483 | 103042.055 | 89446.836 | 87087.67 | 0 | 0 | 86148.836 | 672.0883 | 0 | 0 | 0 | 0 | 86148.836 | 672.0883 | 83656.1 | 83237.8281
1549 | 2021-03-06 12:00 | 938.4334 |  | 230.5667 | 26.2156 | 6.1262 | 0.2 | 65.1251 | 346.6484 | 24.1816 | 0 |  | 938.4334 | 710.5444 | 233.5533 | 0.21714 | 710.5444 | 233.5533 | 0.19238 | 707.059 | 222.1177 | 0 | 910.5931 | 910.5413 | 104941.73 | 67.6991 | 105342.91 | 91688.02 | 88974.945 | 0 | 0 | 87997.164 | 672.857 | 0 | 0 | 0 | 0 | 87997.164 | 672.857 | 85423.89 | 84996.7656
1550 | 2021-03-06 13:00 | 856.1667 |  | 227.95 | 26.9881 | 7.3271 | 0.2 | 58.8688 | 317.3485 | 30.3382 | 0 |  | 856.1667 | 632.0172 | 231.1708 | 0.1981 | 632.0172 | 231.1708 | 0.17551 | 626.9225 | 219.8536 | 0 | 829.8405 | 829.8743 | 95644.18 | 62.7861 | 96068.19 | 85094.48 | 82852.19 | 0 | 0 | 82024.41 | 685.1287 | 0 | 0 | 0 | 0 | 82024.41 | 685.1287 | 79707.31 | 79308.7734
1551 | 2021-03-06 14:00 | 727.3667 |  | 198.45 | 27.3043 | 8.4104 | 0.2 | 48.5571 | 298.8784 | 40.7517 | 0 |  | 727.3667 | 533.5019 | 201.6042 | 0.1683 | 533.5019 | 201.6042 | 0.14911 | 524.8978 | 191.7358 | 0 | 702.301 | 702.2411 | 80937.73 | 56.1397 | 81279.73 | 73662.26 | 70616.52 | 0 | 0 | 70049.805 | 707.1339 | 0 | 0 | 0 | 0 | 70049.805 | 707.1339 | 68210.555 | 67869.5
1552 | 2021-03-06 15:00 | 554.7167 |  | 147.9333 | 27.1584 | 7.6383 | 0.2 | 36.5382 | 286.756 | 52.8738 | 0 |  | 554.7167 | 411.7728 | 150.668 | 0.12835 | 411.7728 | 150.668 | 0.11372 | 398.1986 | 143.2941 | 0 | 530.6628 | 530.5551 | 61148.1 | 49.7229 | 61209.29 | 56660.387 | 54452.965 | 0 | 0 | 54130.176 | 723.4707 | 0 | 0 | 0 | 0 | 54130.176 | 723.4707 | 52751.55 | 52487.793
1553 | 2021-03-06 16:00 | 340.25 |  | 119.5 | 26.4299 | 5.6521 | 0.2 | 23.811 | 277.6763 | 65.6857 | 0 |  | 340.25 | 224.8705 | 121.2468 | 0.078729 | 224.8705 | 121.2468 | 0.069751 | 208.7745 | 115.3128 | 0 | 317.6056 | 317.5281 | 36596.453 | 41.2117 | 36198.348 | 34414.363 | 32627.404 | 0 | 0 | 32515.896 | 745.5972 | 0 | 0 | 0 | 0 | 32515.896 | 745.5972 | 31590.059 | 31432.1094
1554 | 2021-03-06 17:00 | 130.9167 |  | 71.2333 | 25.2501 | 4.3342 | 0.2 | 10.8218 | 269.9327 | 78.7488 | 0 |  | 130.9167 | 61.9665 | 72.3887 | 0.030292 | 61.9665 | 72.3887 | 0.026838 | 49.1709 | 68.8473 | 0 | 115.6578 | 115.6576 | 13330.013 | 30.967 | 12612.909 | 12373.328 | 11625.395 | 0 | 0 | 11610.991 | 747.8289 | 0 | 0 | 0 | 0 | 11610.991 | 747.8289 | 10782.216 | 10728.3057
1555 | 2021-03-06 18:00 | 1.35 |  | 1.35 | 23.949 | 3.2721 | 0.2 | -2.1678 | 262.524 | 89.8512 | 0 |  | 1.35 | 0 | 1.4522 | 0.00031237 | 0 | 1.4522 | 0 | 0 | 1.3811 | 0 | 1.3534 | 1.3535 | 155.9889 | 24.0192 | 16.0856 | 16.0698 | 16.0255 | 0 | 0 | 16.0248 | 148.6905 | 0 | 0 | 0 | 16.0248 | 0 | 650 | 0 | 0
1556 | 2021-03-06 19:00 | 0 |  | 0 | 22.9962 | 2.2163 | 0.2
1557 | 2021-03-06 20:00 | 0 |  | 0 | 22.0623 | 2.3 | 0.2
1558 | 2021-03-06 21:00 | 0 |  | 0 | 21.1204 | 2.1242 | 0.2
1559 | 2021-03-06 22:00 | 0 |  | 0 | 20.1786 | 2.45 | 0.2
1560 | 2021-03-06 23:00 | 0 |  | 0 | 19.2501 | 2.0533 | 0.2
1561 | 2021-03-07 | 0 |  | 0 | 18.399 | 1.8258 | 0.2
1562 | 2021-03-07 01:00 | 0 |  | 0 | 17.5764 | 2.0537 | 0.2
1563 | 2021-03-07 02:00 | 0 |  | 0 | 17.0591 | 3.375 | 0.2
1564 | 2021-03-07 03:00 | 0 |  | 0 | 16.6124 | 2.0954 | 0.2
1565 | 2021-03-07 04:00 | 0 |  | 0 | 16.3031 | 1.95 | 0.2
1566 | 2021-03-07 05:00 | 0 |  | 0 | 16.3075 | 1.6687 | 0.2
1567 | 2021-03-07 06:00 | 86.3333 |  | 48.55 | 16.9767 | 0.63167 | 0.2 | 7.4704 | 91.734 | 83.0052 | 0 |  | 86.3333 | 35.3567 | 48.0698 | 0.019976 | 35.3567 | 48.0698 | 0.017698 | 22.594 | 45.7102 | 0 | 66.9381 | 66.8372 | 7702.99 | 20.8866 | 7003.984 | 7087.1143 | 6426.938 | 0 | 0 | 6422.77 | 756.5424 | 0 | 0 | 0 | 0 | 6422.77 | 756.5424 | 5654.021 | 5625.751
1568 | 2021-03-07 07:00 | 287.95 |  | 85 | 18.279 | 0.26292 | 0.2 | 20.4634 | 84.1136 | 69.9451 | 0 |  | 287.95 | 198.9285 | 85.4181 | 0.066628 | 198.9285 | 85.4181 | 0.059029 | 179.8497 | 81.2298 | 0 | 255.8579 | 255.8568 | 29487.727 | 33.4997 | 28964.844 | 28208.031 | 26725.172 | 0 | 0 | 26654.535 | 758.3057 | 0 | 0 | 0 | 0 | 26654.535 | 758.3057 | 25785.521 | 25656.5938
1569 | 2021-03-07 08:00 | 516.1834 |  | 98.8333 | 19.8756 | 0.45875 | 0.2 | 33.2605 | 75.4349 | 57.0729 | 0 |  | 516.1834 | 413.4675 | 99.9123 | 0.11944 | 413.4675 | 99.9123 | 0.10582 | 396.0924 | 95.0157 | 0 | 481.286 | 481.2527 | 55465.203 | 48.2509 | 55424.125 | 51551.95 | 49220.63 | 0 | 0 | 48964.168 | 731.8088 | 0 | 0 | 0 | 0 | 48964.168 | 731.8088 | 47702.95 | 47464.4336
1570 | 2021-03-07 09:00 | 711.1667 |  | 133.3333 | 21.4862 | 1.2754 | 0.2 | 45.4759 | 64.2331 | 44.7596 | 0 |  | 711.1667 | 575.4036 | 134.8068 | 0.16455 | 575.4036 | 134.8068 | 0.14579 | 563.65 | 128.2018 | 0 | 678.0148 | 678.0342 | 78144.984 | 60.0057 | 78461.86 | 70179.03 | 67687.52 | 0 | 0 | 67160.86 | 699.9408 | 0 | 0 | 0 | 0 | 67160.86 | 699.9408 | 65429.746 | 65102.5977
1571 | 2021-03-07 10:00 | 850.2333 |  | 182.2167 | 22.9431 | 3.1367 | 0.2 | 56.2954 | 47.7262 | 33.7816 | 0 |  | 850.2333 | 667.4077 | 183.9681 | 0.19673 | 667.4077 | 183.9681 | 0.1743 | 660.6285 | 174.9563 | 0 | 818.8732 | 818.8761 | 94378.01 | 65.6865 | 94806.09 | 83131.58 | 80948.42 | 0 | 0 | 80141.805 | 678.2826 | 0 | 0 | 0 | 0 | 80141.805 | 678.2826 | 77903 | 77513.4844
1572 | 2021-03-07 11:00 | 936.8667 |  | 180.9667 | 24.1625 | 4.1708 | 0.2 | 63.7907 | 21.4778 | 25.9641 | 0 |  | 936.8667 | 757.1337 | 182.9777 | 0.21678 | 757.1337 | 182.9777 | 0.19206 | 752.8643 | 174.0164 | 0 | 908.3431 | 908.3035 | 104684.64 | 69.3945 | 105088.11 | 90900.5 | 88232.41 | 0 | 0 | 87252.29 | 668.7936 | 0 | 0 | 0 | 0 | 87252.29 | 668.7936 | 84711.61 | 84288.0469
1573 | 2021-03-07 12:00 | 925.9167 |  | 224.5 | 25.1933 | 4.3 | 0.2 | 64.7322 | 346.696 | 24.5737 | 0 |  | 925.9167 | 704.1458 | 227.4839 | 0.21424 | 704.1458 | 227.4839 | 0.18981 | 700.5717 | 216.3456 | 0 | 898.5789 | 898.5419 | 103559.87 | 69.677 | 103969.26 | 89839.51 | 87482.086 | 0 | 0 | 86516.445 | 666.1148 | 0 | 0 | 0 | -1.1382 | 86517.586 | 667.2535 | 84008.875 | 83588.8359
1574 | 2021-03-07 13:00 | 868.1834 |  | 211.0667 | 25.8735 | 4.3 | 0.2 | 58.5195 | 317.697 | 30.6866 | 0 |  | 868.1834 | 661.1732 | 214.2452 | 0.20089 | 661.1732 | 214.2452 | 0.17798 | 655.7057 | 203.7569 | 0 | 842.2732 | 842.1297 | 97057.5 | 67.5644 | 97482.77 | 84883.32 | 82035.94 | 0 | 0 | 81202.195 | 673.9621 | 0 | 0 | 0 | 0 | 81202.195 | 673.9621 | 78919.44 | 78524.8438
1575 | 2021-03-07 14:00 | 737.2167 |  | 176.1333 | 26.1456 | 4.155 | 0.2 | 48.2599 | 299.2669 | 41.0454 | 0 |  | 737.2167 | 566.034 | 179.1875 | 0.17058 | 566.034 | 179.1875 | 0.15113 | 556.7382 | 170.4168 | 0 | 712.6119 | 712.6532 | 82136.37 | 61.6602 | 82488.83 | 73335.42 | 70282.72 | 0 | 0 | 69703.49 | 697.3214 | 0 | 0 | 0 | 0 | 69703.49 | 697.3214 | 67877.35 | 67537.9688
1576 | 2021-03-07 15:00 | 547.5666 |  | 149.5333 | 25.9718 | 3.5088 | 0.2 | 36.2739 | 287.1183 | 53.134 | 0 |  | 547.5666 | 403.0023 | 152.2802 | 0.1267 | 403.0023 | 152.2802 | 0.11225 | 389.5146 | 144.8274 | 0 | 523.6552 | 523.5305 | 60337.848 | 52.8401 | 60384.797 | 55313.605 | 53291.297 | 0 | 0 | 52974.008 | 713.5132 | 0 | 0 | 0 | 0 | 52974.008 | 713.5132 | 51621.4 | 51363.293
1577 | 2021-03-07 16:00 | 340.15 |  | 110.2833 | 25.2353 | 4.9287 | 0.2 | 23.5633 | 278.0104 | 65.9292 | 0 |  | 340.15 | 234.2466 | 112.4339 | 0.078706 | 234.2466 | 112.4339 | 0.06973 | 217.2084 | 106.932 | 0 | 317.6576 | 317.4461 | 36587.258 | 40.5078 | 36189.004 | 34482.176 | 32818.73 | 0 | 0 | 32706.36 | 743.8833 | 0 | 0 | 0 | 0 | 32706.36 | 743.8833 | 31777.691 | 31618.8027
1578 | 2021-03-07 17:00 | 129.5667 |  | 64.6333 | 24.0968 | 5.6229 | 0.2 | 10.579 | 270.2482 | 78.9874 | 0 |  | 129.5667 | 67.5016 | 65.7577 | 0.02998 | 67.5016 | 65.7577 | 0.026561 | 53.1924 | 62.541 | 0 | 113.4188 | 113.3728 | 13066.332 | 29.3816 | 12348.832 | 12173.916 | 11408.458 | 0 | 0 | 11394.571 | 749.8484 | 0 | 0 | 0 | 0 | 11394.571 | 749.8484 | 10558.281 | 10505.4893
1579 | 2021-03-07 18:00 | 1.0833 |  | 1.0833 | 22.9789 | 7.9821 | 0.2 | -2.415 | 262.8306 | 89.8941 | 0 |  | 1.0833 | 0 | 1.171 | 0.00025067 | 0 | 1.171 | 0 | 0 | 1.1136 | 0 | 1.0914 | 1.0914 | 125.7854 | 23.0246 | 10.473 | 10.4525 | 10.4212 | 0 | 0 | 10.4207 | 120.2365 | 0 | 0 | 0 | 10.4207 | 0 | 650 | 0 | 0
1580 | 2021-03-07 19:00 | 0 |  | 0 | 21.9819 | 6.7479 | 0.2
1581 | 2021-03-07 20:00 | 0 |  | 0 | 21.0038 | 5.8883 | 0.2
1582 | 2021-03-07 21:00 | 0 |  | 0 | 20.0257 | 3.6746 | 0.2
1583 | 2021-03-07 22:00 | 0 |  | 0 | 19.0477 | 3.2396 | 0.2
1584 | 2021-03-07 23:00 | 0 |  | 0 | 18.1021 | 2.9975 | 0.2
1585 | 2021-03-08 | 0 |  | 0 | 17.3463 | 3.6612 | 0.2
1586 | 2021-03-08 01:00 | 0 |  | 0 | 16.5924 | 3.2033 | 0.2
1587 | 2021-03-08 02:00 | 0 |  | 0 | 16.0913 | 3.0154 | 0.2
1588 | 2021-03-08 03:00 | 0 |  | 0 | 15.6623 | 2.3454 | 0.2
1589 | 2021-03-08 04:00 | 0 |  | 0 | 15.4116 | 1.2704 | 0.2
1590 | 2021-03-08 05:00 | 0 |  | 0 | 15.3466 | 0.59042 | 0.2
1591 | 2021-03-08 06:00 | 78.1833 |  | 42.0333 | 15.7548 | 0.5 | 0.2 | 7.3313 | 91.3618 | 83.1399 | 0 |  | 78.1833 | 33.8062 | 41.6201 | 0.018091 | 33.8062 | 41.6201 | 0.016027 | 21.3319 | 39.5768 | 0 | 59.6906 | 59.7543 | 6886.724 | 19.2714 | 6199.6836 | 6304.3667 | 5717.0215 | 0 | 0 | 5713.6606 | 753.4811 | 0 | 0 | 0 | 0 | 5713.6606 | 753.4811 | 4992.057 | 4967.0972
1592 | 2021-03-08 07:00 | 252.45 |  | 111.7 | 16.6862 | 0.54833 | 0.2 | 20.321 | 83.7211 | 70.0828 | 0 |  | 252.45 | 137.9746 | 111.7393 | 0.058413 | 137.9746 | 111.7393 | 0.051752 | 124.6086 | 106.2611 | 0 | 226.2523 | 226.3179 | 26083.512 | 29.9759 | 25505.514 | 25112.521 | 23924.1 | 0 | 0 | 23868.28 | 763.2975 | 0 | 0 | 0 | 0 | 23868.28 | 763.2975 | 22996.045 | 22881.0645
1593 | 2021-03-08 08:00 | 445.2833 |  | 181 | 17.8221 | 0.82417 | 0.2 | 33.1012 | 75.0036 | 57.2265 | 0 |  | 445.2833 | 261.854 | 181.5562 | 0.10303 | 261.854 | 181.5562 | 0.091282 | 250.7502 | 172.6584 | 0 | 414.9404 | 414.8681 | 47814.348 | 41.8799 | 47627.723 | 45218.96 | 42999.938 | 0 | 0 | 42805.836 | 734.4307 | 0 | 0 | 0 | 0 | 42805.836 | 734.4307 | 41688.484 | 41480.0391
1594 | 2021-03-08 09:00 | 573.4 |  | 219.95 | 18.8863 | 0.76208 | 0.2 | 45.2807 | 63.7449 | 44.9478 | 0 |  | 573.4 | 352.0006 | 221.1415 | 0.13268 | 352.0006 | 221.1415 | 0.11755 | 344.7295 | 210.3063 | 0 | 543.9351 | 543.9551 | 62690.543 | 50.5191 | 62780.67 | 57981.555 | 56154.75 | 0 | 0 | 55812.965 | 721.0996 | 0 | 0 | 0 | 0 | 55812.965 | 721.0996 | 54396.742 | 54124.7578
1595 | 2021-03-08 10:00 | 703.9 |  | 322.7167 | 19.8857 | 1.0096 | 0.2 | 56.0353 | 47.1932 | 34.0324 | 0 |  | 703.9 | 380.8742 | 324.442 | 0.16287 | 380.8742 | 324.442 | 0.1443 | 376.938 | 308.5485 | 0 | 671.7768 | 671.7612 | 77424.72 | 58.5133 | 77733.38 | 69888.945 | 67256.29 | 0 | 0 | 66740.76 | 701.8697 | 0 | 0 | 0 | 0 | 66740.76 | 701.8697 | 65025.14 | 64700.0156
1596 | 2021-03-08 11:00 | 815.1167 |  | 338.85 | 20.7889 | 1.5779 | 0.2 | 63.4399 | 21.0708 | 26.3053 | 0 |  | 815.1167 | 477.0925 | 341.2551 | 0.18861 | 477.0925 | 341.2551 | 0.1671 | 474.3242 | 324.5414 | 0 | 782.8882 | 782.8527 | 90226.62 | 64.6554 | 90641.484 | 79767.164 | 77119.74 | 0 | 0 | 76404.086 | 684.6039 | 0 | 0 | 0 | 0 | 76404.086 | 684.6039 | 74317.22 | 73945.6328
1597 | 2021-03-08 12:00 | 800.3833 |  | 318.2 | 21.4453 | 2.9217 | 0.2 | 64.3378 | 346.7391 | 24.9672 | 0 |  | 800.3833 | 484.112 | 321.0888 | 0.1852 | 484.112 | 321.0888 | 0.16408 | 481.5702 | 305.3657 | 0 | 771.1971 | 771.2275 | 88883.04 | 62.0973 | 89289.516 | 79285.92 | 77185.35 | 0 | 0 | 76465.914 | 686.1768 | 0 | 0 | 0 | 0 | 76465.914 | 686.1768 | 74376.56 | 74004.6797
1598 | 2021-03-08 13:00 | 783.3333 |  | 297.7 | 21.8889 | 2.3904 | 0.2 | 58.1673 | 318.0372 | 31.0378 | 0 |  | 783.3333 | 488.692 | 300.7554 | 0.18125 | 488.692 | 300.7554 | 0.16058 | 484.5462 | 286.03 | 0 | 755.1647 | 755.1876 | 87036.18 | 62.6693 | 87430.234 | 77467.21 | 74665.234 | 0 | 0 | 74004.74 | 689.7989 | 0 | 0 | 0 | 0 | 74004.74 | 689.7989 | 72012.945 | 71652.8828
1599 | 2021-03-08 14:00 | 690.4 |  | 226.65 | 22.0901 | 2.5725 | 0.2 | 47.9594 | 299.6506 | 41.3425 | 0 |  | 690.4 | 467.9143 | 229.8537 | 0.15975 | 467.9143 | 229.8537 | 0.14153 | 460.0883 | 218.602 | 0 | 665.1164 | 664.8702 | 76627 | 57.6972 | 76924.64 | 69347.164 | 67154.3 | 0 | 0 | 66635.37 | 701.188 | 0 | 0 | 0 | 0 | 66635.37 | 701.188 | 64923.625 | 64599.0078
1600 | 2021-03-08 15:00 | 558.6167 |  | 131.2667 | 22.0341 | 2.7742 | 0.2 | 36.0064 | 287.4781 | 53.3974 | 0 |  | 558.6167 | 432.7799 | 133.8879 | 0.12926 | 432.7799 | 133.8879 | 0.11452 | 418.072 | 127.3357 | 0 | 534.4995 | 534.1612 | 61563.88 | 50.3797 | 61632.203 | 56921.195 | 54752.258 | 0 | 0 | 54424.19 | 722.3464 | 0 | 0 | 0 | 0 | 54424.19 | 722.3464 | 53038.977 | 52773.7812
1601 | 2021-03-08 16:00 | 365.5333 |  | 73.4833 | 21.6087 | 3.1746 | 0.2 | 23.3129 | 278.3433 | 66.1755 | 0 |  | 365.5333 | 297.7311 | 75.3224 | 0.084579 | 297.7311 | 75.3224 | 0.074934 | 275.7195 | 71.6369 | 0 | 340.4093 | 340.4568 | 39238.188 | 39.3491 | 38889.3 | 37185.26 | 35487.484 | 0 | 0 | 35357.492 | 748.7635 | 0 | 0 | 0 | 0 | 35357.492 | 748.7635 | 34392.543 | 34220.5781
1602 | 2021-03-08 17:00 | 151.8 |  | 52.5167 | 20.8302 | 5.2579 | 0.2 | 10.334 | 270.5632 | 79.2283 | 0 |  | 151.8 | 103.3457 | 53.8047 | 0.035124 | 103.3457 | 53.8047 | 0.031119 | 80.8398 | 51.1733 | 0 | 129.3729 | 129.3717 | 14910.832 | 26.9618 | 14205.869 | 14105.804 | 13081.447 | 0 | 0 | 13063.319 | 759.5772 | 0 | 0 | 0 | 0 | 13063.319 | 759.5772 | 12256.215 | 12194.9336
1603 | 2021-03-08 18:00 | 2.0667 |  | 2.0667 | 19.8953 | 4.1221 | 0.2 | -2.6642 | 263.1375 | 89.9313 | 0 |  | 2.0667 | 0 | 2.2032 | 0.0004782 | 0 | 2.2032 | 0 | 0 | 2.0953 | 0 | 2.0534 | 2.0534 | 236.6585 | 19.9978 | 36.9081 | 36.7241 | 36.6322 | 0 | 0 | 36.6306 | 224.4716 | 0 | 0 | 0 | 36.6306 | 0 | 650 | 0 | 0
1604 | 2021-03-08 19:00 | 0 |  | 0 | 19.0877 | 3.8321 | 0.2
1605 | 2021-03-08 20:00 | 0 |  | 0 | 18.3061 | 4.7637 | 0.2
1606 | 2021-03-08 21:00 | 0 |  | 0 | 17.5244 | 3.775 | 0.2
1607 | 2021-03-08 22:00 | 0 |  | 0 | 16.7427 | 4.9908 | 0.2
1608 | 2021-03-08 23:00 | 0 |  | 0 | 16.0293 | 5.425 | 0.2
1609 | 2021-03-09 | 0 |  | 0 | 15.7408 | 5.2025 | 0.2
1610 | 2021-03-09 01:00 | 0 |  | 0 | 15.545 | 4.9387 | 0.2
1611 | 2021-03-09 02:00 | 0 |  | 0 | 15.4317 | 4.7067 | 0.2
1612 | 2021-03-09 03:00 | 0 |  | 0 | 15.3484 | 3.5429 | 0.2
1613 | 2021-03-09 04:00 | 0 |  | 0 | 15.3618 | 3.3679 | 0.2
1614 | 2021-03-09 05:00 | 0 |  | 0 | 15.4058 | 2.1342 | 0.2
1615 | 2021-03-09 06:00 | 44.5333 |  | 43.5833 | 15.7352 | 1.4896 | 0.2 | 7.1928 | 90.9882 | 83.274 | 0 |  | 44.5333 | 0.88782 | 43.2033 | 0.010304 | 0.88782 | 43.2033 | 0.0091292 | 0.55284 | 41.0859 | 0 | 40.806 | 40.8083 | 4703.2563 | 18.0311 | 4054.3298 | 4141.072 | 3992.732 | 0 | 0 | 3991.0938 | 745.7879 | 0 | 0 | 0 | 0 | 3991.0938 | 745.7879 | 3423.0217 | 3405.9067
1616 | 2021-03-09 07:00 | 217.35 |  | 140.6833 | 16.6029 | 1.5112 | 0.2 | 20.1785 | 83.3276 | 70.2204 | 0 |  | 217.35 | 75.1625 | 140.2726 | 0.050292 | 75.1625 | 140.2726 | 0.044556 | 67.8078 | 133.3964 | 0 | 197.1801 | 197.221 | 22730.174 | 27.6875 | 22102.498 | 21918.615 | 21080.83 | 0 | 0 | 21037.89 | 766.3953 | 0 | 0 | 0 | 0 | 21037.89 | 766.3953 | 20129.99 | 20029.3398
1617 | 2021-03-09 08:00 | 244.55 |  | 221.8 | 17.022 | 1.5654 | 0.2 | 32.9413 | 74.5718 | 57.3807 | 0 |  | 244.55 | 22.5434 | 223.5392 | 0.056585 | 22.5434 | 223.5392 | 0.050132 | 21.5788 | 212.5879 | 0 | 229.4834 | 229.4848 | 26449.074 | 29.8883 | 25875.795 | 25492.21 | 24419.389 | 0 | 0 | 24361.463 | 767.2367 | 0 | 0 | 0 | 0 | 24361.463 | 767.2367 | 23499.271 | 23381.7754
1618 | 2021-03-09 09:00 | 141.8333 |  | 138.9 | 17.4786 | 0.89208 | 0.2 | 45.084 | 63.2575 | 45.1374 | 0 |  | 141.8333 | 2.9216 | 138.1224 | 0.032818 | 2.9216 | 138.1224 | 0.029076 | 2.8606 | 131.3553 | 0 | 131.5315 | 131.5317 | 15159.453 | 25.0825 | 14448.925 | 14444.334 | 14011.382 | 0 | 0 | 13992.087 | 763.2991 | 0 | 0 | 0 | 0 | 13992.087 | 763.2991 | 13157.956 | 13092.166
1619 | 2021-03-09 10:00 | 823.0833 |  | 216.7833 | 19.1406 | 0.75875 | 0.2 | 55.7731 | 46.6641 | 34.2852 | 0 |  | 823.0833 | 605.87 | 218.9356 | 0.19045 | 605.87 | 218.9356 | 0.16873 | 599.4988 | 208.2112 | 0 | 791.5557 | 791.5436 | 91226.97 | 65.1784 | 91646.11 | 80501.13 | 78136.07 | 0 | 0 | 77399.76 | 682.7297 | 0 | 0 | 0 | 0 | 77399.76 | 682.7297 | 75272.87 | 74896.5078
1620 | 2021-03-09 11:00 | 797.5666 |  | 321.4833 | 20.2341 | 1.5942 | 0.2 | 63.0874 | 20.6697 | 26.6483 | 0 |  | 797.5666 | 476.9579 | 323.9143 | 0.18455 | 476.9579 | 323.9143 | 0.1635 | 474.1104 | 308.05 | 0 | 766.5172 | 766.4794 | 88337.92 | 63.1514 | 88742.27 | 78510.76 | 75801.125 | 0 | 0 | 75120.85 | 690.1047 | 0 | 0 | 0 | 0 | 75120.85 | 690.1047 | 73085.07 | 72719.6484
1621 | 2021-03-09 12:00 | 100.6333 |  | 100.5 | 19.7539 | 1.9371 | 0.2 | 63.9422 | 346.7779 | 25.362 | 0 |  | 100.6333 | 0.13388 | 99.9697 | 0.023285 | 0.13388 | 99.9697 | 0.02063 | 0.13315 | 95.0719 | 0 | 93.3009 | 93.3009 | 10753.144 | 24.8972 | 10028.405 | 10031.3545 | 9627.095 | 0 | 0 | 9617.907 | 757.1743 | 0 | 0 | 0 | 0 | 9617.907 | 757.1743 | 8752.892 | 8709.127
1622 | 2021-03-09 13:00 | 396.6167 |  | 357.0333 | 19.9968 | 1.8258 | 0.2 | 57.8126 | 318.3694 | 31.3918 | 0 |  | 396.6167 | 39.8377 | 360.8369 | 0.091772 | 39.8377 | 360.8369 | 0.081306 | 39.491 | 343.163 | 0 | 375.0009 | 375.0022 | 43220.52 | 40.774 | 42945.793 | 40913.598 | 39281.977 | 0 | 0 | 39124.566 | 747.8093 | 0 | 0 | 0 | 0 | 39124.566 | 747.8093 | 38095.24 | 37904.7617
1623 | 2021-03-09 14:00 | 427.9667 |  | 327.4333 | 20.2283 | 1.8242 | 0.2 | 47.6558 | 300.0293 | 41.6429 | 0 |  | 427.9667 | 101.4521 | 328.4678 | 0.099025 | 101.4521 | 328.4678 | 0.087732 | 99.7237 | 312.3827 | 0 | 403.8643 | 403.8139 | 46538.234 | 42.6036 | 46327.08 | 43882.273 | 42529.74 | 0 | 0 | 42341.004 | 739.3789 | 0 | 0 | 0 | 0 | 42341.004 | 739.3789 | 41234.68 | 41028.5078
1624 | 2021-03-09 15:00 | 90.0167 |  | 89.4167 | 19.8403 | 2.0467 | 0.2 | 35.736 | 287.8354 | 53.6638 | 0 |  | 90.0167 | 0.60776 | 88.8865 | 0.020829 | 0.60776 | 88.8865 | 0.018453 | 0.58678 | 84.5316 | 0 | 83.416 | 83.416 | 9613.916 | 24.4158 | 8892.379 | 8908.56 | 8510.723 | 0 | 0 | 8503.448 | 754.8142 | 0 | 0 | 0 | 0 | 8503.448 | 754.8142 | 7650.4175 | 7612.1655
1625 | 2021-03-09 16:00 | 34.8167 |  | 34.8167 | 19.2728 | 2.6433 | 0.2 | 23.0599 | 278.675 | 66.4243 | 0 |  | 34.8167 | 0 | 34.5611 | 0.0080561 | 0 | 34.5611 | 0.0071373 | 0 | 32.8676 | 0 | 32.2103 | 32.2107 | 3712.395 | 20.9923 | 3097.1548 | 3134.901 | 3023.6904 | 0 | 0 | 3022.694 | 725.311 | 0 | 0 | 0 | 0 | 3022.694 | 725.311 | 2565.2014 | 2552.375244140625
1626 | 2021-03-09 17:00 | 13.4833 |  | 13.4833 | 18.7327 | 3.3017 | 0.2 | 10.0867 | 270.8779 | 79.4713 | 0 |  | 13.4833 | 0 | 13.3547 | 0.0031199 | 0 | 13.3547 | 0.0027641 | 0 | 12.7002 | 0 | 12.4462 | 12.4472 | 1434.5645 | 19.3776 | 954.9969 | 967.1556 | 937.6647 | 0 | 0 | 937.5551 | 677.5716 | 0 | 0 | 0 | 0 | 937.5551 | 677.5716 | 777.4493 | 773.562
1627 | 2021-03-09 18:00 | 0.7 |  | 0.7 | 18.2689 | 2.3567 | 0.2 | -2.9151 | 263.4446 | 89.9688 | 0 |  | 0.7 | 0 | 0.76231 | 0.00016197 | 0 | 0.76231 | 0 | 0 | 0.72496 | 0 | 0.71046 | 0.71048 | 81.8845 | 18.3074 | 4.4469 | 4.4172 | 4.4022 | 0 | 0 | 4.402 | 78.4976 | 0 | 0 | 0 | 4.402 | 0 | 650 | 0 | 0
1628 | 2021-03-09 19:00 | 0 |  | 0 | 17.9972 | 2.1829 | 0.2
1629 | 2021-03-09 20:00 | 0 |  | 0 | 17.7543 | 3.2892 | 0.2
1630 | 2021-03-09 21:00 | 0 |  | 0 | 17.4108 | 4.2508 | 0.2
1631 | 2021-03-09 22:00 | 0 |  | 0 | 16.7255 | 3.3179 | 0.2
1632 | 2021-03-09 23:00 | 0 |  | 0 | 16.9093 | 3.2138 | 0.2
1633 | 2021-03-10 | 0 |  | 0 | 16.7415 | 2.8404 | 0.2
1634 | 2021-03-10 01:00 | 0 |  | 0 | 16.463 | 2.6258 | 0.2
1635 | 2021-03-10 02:00 | 0 |  | 0 | 16.2869 | 2.4671 | 0.2
1636 | 2021-03-10 03:00 | 0 |  | 0 | 16.1354 | 1.6663 | 0.2
1637 | 2021-03-10 04:00 | 0 |  | 0 | 16.032 | 1.7588 | 0.2
1638 | 2021-03-10 05:00 | 0 |  | 0 | 16.0692 | 2.4183 | 0.2
1639 | 2021-03-10 06:00 | 58.05 |  | 45.6 | 16.5554 | 2.9542 | 0.2 | 7.0549 | 90.6131 | 83.4075 | 0 |  | 58.05 | 11.6271 | 45.1392 | 0.013432 | 11.6271 | 45.1392 | 0.0119 | 7.1401 | 42.9244 | 0 | 49.0632 | 49.0679 | 5655.134 | 19.138 | 4984.0493 | 5073.979 | 4781.349 | 0 | 0 | 4779.042 | 749.7105 | 0 | 0 | 0 | 0 | 4779.042 | 749.7105 | 4133.883 | 4113.2134
1640 | 2021-03-10 07:00 | 187.3667 |  | 129.8 | 17.4652 | 1.585 | 0.2 | 20.036 | 82.9331 | 70.358 | 0 |  | 187.3667 | 56.4431 | 129.2412 | 0.043354 | 56.4431 | 129.2412 | 0.03841 | 50.8641 | 122.9067 | 0 | 170.2954 | 170.2559 | 19622.188 | 27.0022 | 18954.533 | 18835.982 | 17838.393 | 0 | 0 | 17807.896 | 771.066 | 0 | 0 | 0 | 0 | 17807.896 | 771.066 | 16905.021 | 16820.4961
1641 | 2021-03-10 08:00 | 344.3 |  | 239.45 | 18.5949 | 0.96458 | 0.2 | 32.7806 | 74.1397 | 57.5356 | 0 |  | 344.3 | 103.91 | 238.8134 | 0.079666 | 103.91 | 238.8134 | 0.070581 | 99.4227 | 227.1106 | 0 | 320.0027 | 319.9916 | 36878.824 | 37.0328 | 36485.01 | 35165.066 | 33813.78 | 0 | 0 | 33698.977 | 753.8441 | 0 | 0 | 0 | 0 | 33698.977 | 753.8441 | 32756.037 | 32592.2578
1642 | 2021-03-10 09:00 | 455.2167 |  | 353.9 | 19.6695 | 0.93625 | 0.2 | 44.8858 | 62.7711 | 45.3284 | 0 |  | 455.2167 | 100.9227 | 353.4317 | 0.10533 | 100.9227 | 353.4317 | 0.093319 | 98.7904 | 336.1147 | 0 | 426.207 | 426.2122 | 49122.668 | 44.2594 | 48961.195 | 46135.504 | 43815.875 | 0 | 0 | 43610.52 | 730.0615 | 0 | 0 | 0 | 0 | 43610.52 | 730.0615 | 42474.125 | 42261.7539
1643 | 2021-03-10 10:00 | 496.7167 |  | 390.15 | 20.5495 | 1.1854 | 0.2 | 55.5089 | 46.1389 | 34.5401 | 0 |  | 496.7167 | 106.5021 | 390.2207 | 0.11493 | 106.5021 | 390.2207 | 0.10183 | 105.3624 | 371.1041 | 0 | 466.9371 | 466.9396 | 53815.387 | 47.1855 | 53743.508 | 50170.906 | 48285.76 | 0 | 0 | 48039.254 | 732.3073 | 0 | 0 | 0 | 0 | 48039.254 | 732.3073 | 46799.37 | 46565.375
1644 | 2021-03-10 11:00 | 585.9 |  | 360.4833 | 21.3678 | 1.3862 | 0.2 | 62.7334 | 20.2745 | 26.9931 | 0 |  | 585.9 | 225.8542 | 361.9622 | 0.13557 | 225.8542 | 361.9622 | 0.12011 | 224.4672 | 344.2333 | 0 | 557.3265 | 557.3285 | 64234.32 | 52.8707 | 64350.555 | 58966.562 | 56345.016 | 0 | 0 | 55997.113 | 720.9503 | 0 | 0 | 0 | 0 | 55997.113 | 720.9503 | 54576.793 | 54303.9102
1645 | 2021-03-10 12:00 | 606.7833 |  | 418.1 | 22.0302 | 1.62 | 0.2 | 63.5454 | 346.8127 | 25.7581 | 0 |  | 606.7833 | 189.48 | 419.0812 | 0.1404 | 189.48 | 419.0812 | 0.12439 | 188.4164 | 398.5557 | 0 | 575.2326 | 575.1774 | 66291.23 | 54.1981 | 66442.04 | 60617.66 | 58403.383 | 0 | 0 | 58025.297 | 713.8859 | 0 | 0 | 0 | 0 | 58025.297 | 713.8859 | 56560.125 | 56277.3242
1646 | 2021-03-10 13:00 | 570.55 |  | 384.1333 | 22.4702 | 2.5425 | 0.2 | 57.4554 | 318.6938 | 31.7482 | 0 |  | 570.55 | 187.6383 | 385.2486 | 0.13202 | 187.6383 | 385.2486 | 0.11696 | 185.9631 | 366.3818 | 0 | 541.298 | 541.217 | 62377.766 | 51.4946 | 62462.336 | 57499.445 | 55685.57 | 0 | 0 | 55340.67 | 717.857 | 0 | 0 | 0 | 0 | 55340.67 | 717.857 | 53934.97 | 53665.293
1647 | 2021-03-10 14:00 | 469.25 |  | 371.25 | 22.6394 | 3.4754 | 0.2 | 47.3492 | 300.4032 | 41.9462 | 0 |  | 469.25 | 98.9113 | 372.4495 | 0.10858 | 98.9113 | 372.4495 | 0.096195 | 97.1947 | 354.2113 | 0 | 442.3779 | 442.3116 | 50978.535 | 45.3739 | 50852.54 | 47745.426 | 46143.582 | 0 | 0 | 45918.27 | 733.9203 | 0 | 0 | 0 | 0 | 45918.27 | 733.9203 | 44727.676 | 44504.0352
1648 | 2021-03-10 15:00 | 332.5333 |  | 282.9667 | 22.5062 | 5.0708 | 0.2 | 35.4629 | 288.1901 | 53.933 | 0 |  | 332.5333 | 50.219 | 286.4963 | 0.076944 | 50.219 | 286.4963 | 0.068169 | 48.4583 | 272.4647 | 0 | 314.5046 | 314.5263 | 36250.633 | 37.5407 | 35845.395 | 34492.324 | 33086.74 | 0 | 0 | 32976.145 | 752.6847 | 0 | 0 | 0 | 0 | 32976.145 | 752.6847 | 32043.516 | 31883.2969
1649 | 2021-03-10 16:00 | 207.3167 |  | 156.3 | 22.0754 | 4.3704 | 0.2 | 22.8045 | 279.0055 | 66.6757 | 0 |  | 207.3167 | 52.0513 | 156.8896 | 0.04797 | 52.0513 | 156.8896 | 0.0425 | 48.0725 | 149.2079 | 0 | 193.3348 | 193.2783 | 22276.037 | 31.6133 | 21642.008 | 21203.164 | 20423.64 | 0 | 0 | 20381.814 | 756.2056 | 0 | 0 | 0 | 0 | 20381.814 | 756.2056 | 19470.99 | 19373.6348
1650 | 2021-03-10 17:00 | 57.8167 |  | 56.2667 | 21.3887 | 3.63 | 0.2 | 9.8375 | 271.1921 | 79.7165 | 0 |  | 57.8167 | 1.618 | 56.0328 | 0.013378 | 1.618 | 56.0328 | 0.011852 | 1.2453 | 53.2882 | 0 | 53.4429 | 53.4388 | 6158.9224 | 24.1162 | 5475.21 | 5490.0957 | 5297.917 | 0 | 0 | 5294.951 | 737.5632 | 0 | 0 | 0 | 0 | 5294.951 | 737.5632 | 4605.5835 | 4582.5557
1651 | 2021-03-10 18:00 | 0.65 |  | 0.65 | 20.6757 | 3.1888 | 0.2 | -3.1677 | 263.7518 | 90 | 0 |  | 0.65 | 0 | 0.70896 | 0.0001504 | 0 | 0.70896 | 0 | 0 | 0.67422 | 0 | 0.66074 | 0.66074 | 76.1527 | 20.7101 | 3.8461 | 3.8297 | 3.8174 | 0 | 0 | 3.8172 | 73.2341 | 0 | 0 | 0 | 3.8172 | 0 | 650 | 0 | 0
1652 | 2021-03-10 19:00 | 0 |  | 0 | 20.1349 | 3.1171 | 0.2
1653 | 2021-03-10 20:00 | 0 |  | 0 | 19.6243 | 2.1075 | 0.2
1654 | 2021-03-10 21:00 | 0 |  | 0 | 19.1137 | 1.5283 | 0.2
1655 | 2021-03-10 22:00 | 0 |  | 0 | 18.6031 | 1.1904 | 0.2
1656 | 2021-03-10 23:00 | 0 |  | 0 | 18.1007 | 0.80333 | 0.2
1657 | 2021-03-11 | 0 |  | 0 | 17.6472 | 0.48792 | 0.2
1658 | 2021-03-11 01:00 | 0 |  | 0 | 17.2171 | 0.67333 | 0.2
1659 | 2021-03-11 02:00 | 0 |  | 0 | 16.951 | 0.775 | 0.2
1660 | 2021-03-11 03:00 | 0 |  | 0 | 16.7224 | 0.6525 | 0.2
1661 | 2021-03-11 04:00 | 0 |  | 0 | 16.567 | 0.27667 | 0.2
1662 | 2021-03-11 05:00 | 0 |  | 0 | 16.6132 | 0.28708 | 0.2
1663 | 2021-03-11 06:00 | 74.4 |  | 40.75 | 17.2668 | 0.36042 | 0.2 | 6.9175 | 90.2369 | 83.5404 | 0 |  | 74.4 | 31.4041 | 40.335 | 0.017215 | 31.4041 | 40.335 | 0.015252 | 19.0046 | 38.3548 | 0 | 56.2122 | 56.3214 | 6491.1816 | 20.6024 | 5810.9946 | 5885.1816 | 5239.9453 | 0 | 0 | 5237.074 | 751.9769 | 0 | 0 | 0 | 0 | 5237.074 | 751.9769 | 4552.419 | 4529.6567
1664 | 2021-03-11 07:00 | 262.9 |  | 94.4 | 18.5474 | 0.68708 | 0.2 | 19.8934 | 82.5378 | 70.4956 | 0 |  | 262.9 | 165.2291 | 94.818 | 0.060831 | 165.2291 | 94.818 | 0.053894 | 148.7309 | 90.1691 | 0 | 234.1221 | 234.1825 | 26989.932 | 32.2124 | 26426.266 | 25839.363 | 24694.22 | 0 | 0 | 24633.814 | 758.8906 | 0 | 0 | 0 | 0 | 24633.814 | 758.8906 | 23777.656 | 23658.7695
1665 | 2021-03-11 08:00 | 457.1333 |  | 166.3833 | 20.0703 | 0.45167 | 0.2 | 32.6193 | 73.7073 | 57.6913 | 0 |  | 457.1333 | 288.1771 | 166.9949 | 0.10577 | 288.1771 | 166.9949 | 0.093711 | 275.6175 | 158.8108 | 0 | 425.7398 | 425.8446 | 49081.29 | 45.1867 | 48918.934 | 45950.695 | 44308.906 | 0 | 0 | 44101.54 | 733.9159 | 0 | 0 | 0 | 0 | 44101.54 | 733.9159 | 42953.56 | 42738.793
1666 | 2021-03-11 09:00 | 631.0666 |  | 213.2667 | 21.6023 | 0.36375 | 0.2 | 44.6862 | 62.286 | 45.5209 | 0 |  | 631.0666 | 416.2209 | 214.8331 | 0.14602 | 416.2209 | 214.8331 | 0.12937 | 407.3258 | 204.3072 | 0 | 599.4004 | 599.447 | 69088.51 | 57.0996 | 69283.19 | 62585.062 | 60110.875 | 0 | 0 | 59702.227 | 707.769 | 0 | 0 | 0 | 0 | 59702.227 | 707.769 | 58200.32 | 57909.3164
1667 | 2021-03-11 10:00 | 762.1667 |  | 265.3333 | 23.0125 | 0.19917 | 0.2 | 55.2427 | 45.618 | 34.7971 | 0 |  | 762.1667 | 496.5839 | 267.3757 | 0.17635 | 496.5839 | 267.3757 | 0.15624 | 491.1764 | 254.2783 | 0 | 730.5456 | 730.5263 | 84195.39 | 66.5971 | 84571.16 | 73899.5 | 71100.484 | 0 | 0 | 70492.16 | 683.0176 | 0 | 0 | 0 | 0 | 70492.16 | 683.0176 | 68636.11 | 68292.9219
1668 | 2021-03-11 11:00 | 836.6333 |  | 304.85 | 24.2221 | 0.49917 | 0.2 | 62.378 | 19.8852 | 27.3395 | 0 |  | 836.6333 | 532.8715 | 307.3004 | 0.19359 | 532.8715 | 307.3004 | 0.17151 | 529.5056 | 292.2501 | 0 | 805.3206 | 805.3338 | 92817.625 | 71.6185 | 93239.84 | 79991.12 | 77282.61 | 0 | 0 | 76528.11 | 667.1608 | 0 | 0 | 0 | 0 | 76528.11 | 667.1608 | 74436.266 | 74064.0859
1669 | 2021-03-11 12:00 | 843.9833 |  | 302.9833 | 25.2613 | 0.35083 | 0.2 | 63.1474 | 346.8438 | 26.1552 | 0 |  | 843.9833 | 543.3452 | 305.9066 | 0.19529 | 543.3452 | 305.9066 | 0.17301 | 540.1932 | 290.9275 | 0 | 814.4983 | 814.521 | 93875.29 | 73.523 | 94297.93 | 80316.45 | 77718.59 | 0 | 0 | 76941.64 | 662.0508 | 0 | 0 | 0 | 42.4355 | 76899.2 | 664.842 | 74792.47 | 74418.5078
1670 | 2021-03-11 13:00 | 778.7667 |  | 289.0667 | 25.9405 | 0.39917 | 0.2 | 57.0959 | 319.0106 | 32.107 | 0 |  | 778.7667 | 492.9727 | 292.1208 | 0.1802 | 492.9727 | 292.1208 | 0.15965 | 488.4579 | 277.8184 | 0 | 750.9509 | 751.0537 | 86561.08 | 70.3438 | 86951.53 | 74936.695 | 72941.586 | 0 | 0 | 72264.42 | 667.0017 | 0 | 0 | 0 | 0.040566 | 72264.38 | 667.0781 | 70340.35 | 69988.6562
1671 | 2021-03-11 14:00 | 660.7333 |  | 245.3 | 26.2282 | 0.51125 | 0.2 | 47.0398 | 300.7723 | 42.2525 | 0 |  | 660.7333 | 419.3642 | 248.1722 | 0.15288 | 419.3642 | 248.1722 | 0.13545 | 411.9492 | 236.0231 | 0 | 635.0128 | 634.8542 | 73170.09 | 63.5707 | 73422.445 | 64833.57 | 62557.902 | 0 | 0 | 62092.27 | 688.9238 | 0 | 0 | 0 | 0 | 62092.27 | 688.9238 | 60538.547 | 60235.8516
1672 | 2021-03-11 15:00 | 500.55 |  | 189.5 | 26.0934 | 0.65 | 0.2 | 35.1871 | 288.5423 | 54.2049 | 0 |  | 500.55 | 315.2168 | 191.9256 | 0.11582 | 315.2168 | 191.9256 | 0.10261 | 303.9883 | 182.5311 | 0 | 476.7891 | 476.529 | 54919.836 | 53.9468 | 54868.18 | 50061.043 | 47713.316 | 0 | 0 | 47454.32 | 713.9354 | 0 | 0 | 0 | 0 | 47454.32 | 713.9354 | 46227.98 | 45996.8398
1673 | 2021-03-11 16:00 | 305.5833 |  | 123.2667 | 25.4272 | 0.55 | 0.2 | 22.5468 | 279.3347 | 66.9293 | 0 |  | 305.5833 | 186.0924 | 125.0517 | 0.070708 | 186.0924 | 125.0517 | 0.062644 | 171.6231 | 118.9318 | 0 | 284.7438 | 284.6527 | 32806.625 | 42.1412 | 32340.568 | 30644.557 | 29440.63 | 0 | 0 | 29348.137 | 738.0417 | 0 | 0 | 0 | 0 | 29348.137 | 738.0417 | 28453.281 | 28311.0137
1674 | 2021-03-11 17:00 | 110.6833 |  | 58.9833 | 24.366 | 0.62583 | 0.2 | 9.5864 | 271.5058 | 79.9635 | 0 |  | 110.6833 | 54.0515 | 60.0865 | 0.025611 | 54.0515 | 60.0865 | 0.02269 | 41.2317 | 57.1477 | 0 | 96.4119 | 96.3277 | 11102.203 | 30.0026 | 10381.921 | 10213.139 | 9483.125 | 0 | 0 | 9473.372 | 747.0024 | 0 | 0 | 0 | 0 | 9473.372 | 747.0024 | 8608.605 | 8565.5625
1675 | 2021-03-11 18:00 | 0.5 |  | 0.5 | 23.3091 | 0.36375 | 0.2 | -3.4218 | 264.0591 | 90 | 0 |  | 0.5 | 0 | 0.54671 | 0.00011569 | 0 | 0.54671 | 0 | 0 | 0.51992 | 0 | 0.50952 | 0.50952 | 58.7253 | 23.3393 | 2.2878 | 2.284 | 2.2776 | 0 | 0 | 2.2775 | 56.1838 | 0 | 0 | 0 | 2.2775 | 0 | 650 | 0 | 0
1676 | 2021-03-11 19:00 | 0 |  | 0 | 22.4089 | 0.36292 | 0.2
1677 | 2021-03-11 20:00 | 0 |  | 0 | 21.5346 | 0.22583 | 0.2
1678 | 2021-03-11 21:00 | 0 |  | 0 | 20.6604 | 0.24833 | 0.2
1679 | 2021-03-11 22:00 | 0 |  | 0 | 19.7861 | 0.56042 | 0.2
1680 | 2021-03-11 23:00 | 0 |  | 0 | 18.9227 | 0.66292 | 0.2
1681 | 2021-03-12 | 0 |  | 0 | 18.1228 | 0.50167 | 0.2
1682 | 2021-03-12 01:00 | 0 |  | 0 | 17.3533 | 0.37417 | 0.2
1683 | 2021-03-12 02:00 | 0 |  | 0 | 16.8727 | 0.6725 | 0.2
1684 | 2021-03-12 03:00 | 0 |  | 0 | 16.4585 | 0.80167 | 0.2
1685 | 2021-03-12 04:00 | 0 |  | 0 | 16.174 | 0.40167 | 0.2
1686 | 2021-03-12 05:00 | 0 |  | 0 | 16.1728 | 0.47417 | 0.2
1687 | 2021-03-12 06:00 | 77.1833 |  | 39.0167 | 16.7059 | 0.48792 | 0.2 | 6.7806 | 89.8596 | 83.6728 | 0 |  | 77.1833 | 35.5938 | 38.7787 | 0.017859 | 35.5938 | 38.7787 | 0.015822 | 21.2104 | 36.875 | 0 | 56.9237 | 57.0551 | 6575.6826 | 20.0655 | 5895.9873 | 5978.923 | 5337.947 | 0 | 0 | 5334.957 | 751.0286 | 0 | 0 | 0 | 0 | 5334.957 | 751.0286 | 4642.368 | 4619.1562
1688 | 2021-03-12 07:00 | 255.95 |  | 99.5167 | 17.7694 | 0.43708 | 0.2 | 19.7508 | 82.1419 | 70.6333 | 0 |  | 255.95 | 153.4137 | 99.6161 | 0.059223 | 153.4137 | 99.6161 | 0.052469 | 137.9385 | 94.7323 | 0 | 228.0174 | 228.0382 | 26281.54 | 31.2281 | 25706.625 | 25212.777 | 24037.93 | 0 | 0 | 23981.688 | 762.2822 | 0 | 0 | 0 | 0 | 23981.688 | 762.2822 | 23111.662 | 22996.1035
1689 | 2021-03-12 08:00 | 556.05 |  | 64.9833 | 19.3458 | 0.56208 | 0.2 | 32.4571 | 73.275 | 57.8476 | 0 |  | 556.05 | 486.7792 | 65.9299 | 0.12866 | 486.7792 | 65.9299 | 0.11399 | 465.3667 | 62.6992 | 0 | 517.5046 | 517.479 | 59640.477 | 49.714 | 59675.902 | 55245.863 | 53385.082 | 0 | 0 | 53075.707 | 721.8679 | 0 | 0 | 0 | 0 | 53075.707 | 721.8679 | 51720.805 | 51462.1992
1690 | 2021-03-12 09:00 | 795.6834 |  | 98.95 | 21.0326 | 0.57333 | 0.2 | 44.4851 | 61.8022 | 45.7148 | 0 |  | 795.6834 | 694.1763 | 100.1095 | 0.18411 | 694.1763 | 100.1095 | 0.16311 | 679.1699 | 95.2049 | 0 | 758.8873 | 759.0181 | 87480.54 | 65.5526 | 87878.72 | 77073.94 | 74301.36 | 0 | 0 | 73634.5 | 683.3818 | 0 | 0 | 0 | 0 | 73634.5 | 683.3818 | 71657.21 | 71298.9219
1691 | 2021-03-12 10:00 | 1010.6167 |  | 172.9 | 22.5758 | 0.99583 | 0.2 | 54.9746 | 45.1014 | 35.056 | 0 |  | 1010.6167 | 837.3841 | 174.7162 | 0.23384 | 837.3841 | 174.7162 | 0.20717 | 828.1042 | 166.158 | 0 | 974.3769 | 974.3641 | 112297.61 | 78.6387 | 112633.21 | 94088.59 | 90817.01 | 0 | 0 | 89705.57 | 645.0753 | 0 | 0 | 0 | 697.7258 | 89007.84 | 655.2716 | 86390.05 | 85958.0938
1692 | 2021-03-12 11:00 | 828.2167 |  | 308.1333 | 23.301 | 1.3871 | 0.2 | 62.0213 | 19.5019 | 27.6874 | 0 |  | 828.2167 | 521.2029 | 310.5925 | 0.19164 | 521.2029 | 310.5925 | 0.16978 | 517.8173 | 295.381 | 0 | 796.9344 | 796.934 | 91847.98 | 68.3459 | 92268.266 | 80121.87 | 77630.56 | 0 | 0 | 76888.86 | 675.6231 | 0 | 0 | 0 | 0 | 76888.86 | 675.6231 | 74782.55 | 74408.6328
1693 | 2021-03-12 12:00 | 626.4167 |  | 435.8 | 23.5632 | 1.3088 | 0.2 | 62.7486 | 346.8715 | 26.5532 | 0 |  | 626.4167 | 191.4648 | 436.833 | 0.14494 | 191.4648 | 436.833 | 0.12841 | 190.3172 | 415.4384 | 0 | 593.6404 | 593.6264 | 68415.016 | 57.2364 | 68599.51 | 61940.9 | 60002.434 | 0 | 0 | 59590.137 | 703.5876 | 0 | 0 | 0 | 0 | 59590.137 | 703.5876 | 58090.67 | 57800.2188
1694 | 2021-03-12 13:00 | 573.5666 |  | 367.3333 | 23.5809 | 2.3408 | 0.2 | 56.7343 | 319.3201 | 32.4679 | 0 |  | 573.5666 | 207.6386 | 369.5022 | 0.13272 | 207.6386 | 369.5022 | 0.11758 | 205.6881 | 351.4088 | 0 | 545.9549 | 545.8917 | 62913.715 | 53.1258 | 63007.254 | 57684.297 | 55744.535 | 0 | 0 | 55400.797 | 715.0701 | 0 | 0 | 0 | 0 | 55400.797 | 715.0701 | 53993.754 | 53723.7852
1695 | 2021-03-12 14:00 | 367.6167 |  | 309.5333 | 23.1372 | 3.075 | 0.2 | 46.7279 | 301.1366 | 42.5614 | 0 |  | 367.6167 | 58.6425 | 312.7966 | 0.085061 | 58.6425 | 312.7966 | 0.075361 | 57.586 | 297.4759 | 0 | 347.9607 | 347.9689 | 40104.555 | 41.3514 | 39770.742 | 37815.246 | 36435.113 | 0 | 0 | 36299.164 | 744.1269 | 0 | 0 | 0 | 0 | 36299.164 | 744.1269 | 35322.734 | 35146.1172
1696 | 2021-03-12 15:00 | 230.35 |  | 220.8667 | 22.5918 | 2.625 | 0.2 | 34.9088 | 288.8918 | 54.4794 | 0 |  | 230.35 | 9.6126 | 220.0463 | 0.0533 | 9.6126 | 220.0463 | 0.047221 | 9.2647 | 209.2675 | 0 | 214.1615 | 214.1541 | 24682.285 | 34.0334 | 24082.172 | 23417.85 | 22233.232 | 0 | 0 | 22183.938 | 754.0503 | 0 | 0 | 0 | 0 | 22183.938 | 754.0503 | 21285.969 | 21179.5391
1697 | 2021-03-12 16:00 | 164.95 |  | 153.4667 | 21.8884 | 3.1837 | 0.2 | 22.287 | 279.6625 | 67.1851 | 0 |  | 164.95 | 11.7262 | 154.7868 | 0.038167 | 11.7262 | 154.7868 | 0.033814 | 10.7986 | 147.2049 | 0 | 154.8434 | 154.8452 | 17846.492 | 29.9537 | 17159.232 | 16897.04 | 16183.067 | 0 | 0 | 16156.796 | 754.7228 | 0 | 0 | 0 | 0 | 16156.796 | 754.7228 | 15275.318 | 15198.9414
1698 | 2021-03-12 17:00 | 83.15 |  | 60.1333 | 21.111 | 3.2154 | 0.2 | 9.3335 | 271.819 | 80.2123 | 0 |  | 83.15 | 24.1027 | 60.8438 | 0.01924 | 24.1027 | 60.8438 | 0.017046 | 18.2118 | 57.8668 | 0 | 74.557 | 74.5138 | 8588.057 | 24.9865 | 7874.7725 | 7873.463 | 7452.216 | 0 | 0 | 7446.463 | 750.5786 | 0 | 0 | 0 | 0 | 7446.463 | 750.5786 | 6626.1714 | 6593.0405
1699 | 2021-03-12 18:00 | 0.5 |  | 0.5 | 20.3207 | 2.5213 | 0.2 | -3.6772 | 264.3666 | 90 | 0 |  | 0.5 | 0 | 0.54684 | 0.00011569 | 0 | 0.54684 | 0 | 0 | 0.52005 | 0 | 0.50965 | 0.50965 | 58.7374 | 20.348 | 2.289 | 2.2784 | 2.2717 | 0 | 0 | 2.2716 | 56.1382 | 0 | 0 | 0 | 2.2716 | 0 | 650 | 0 | 0
1700 | 2021-03-12 19:00 | 0 |  | 0 | 19.7039 | 1.405 | 0.2
1701 | 2021-03-12 20:00 | 0 |  | 0 | 19.1182 | 1.35 | 0.2
1702 | 2021-03-12 21:00 | 0 |  | 0 | 18.5324 | 1.3225 | 0.2
1703 | 2021-03-12 22:00 | 0 |  | 0 | 17.9466 | 1.8604 | 0.2
1704 | 2021-03-12 23:00 | 0 |  | 0 | 17.3867 | 1.6542 | 0.2
1705 | 2021-03-13 | 0 |  | 0 | 16.9824 | 1.03 | 0.2
1706 | 2021-03-13 01:00 | 0 |  | 0 | 16.599 | 0.70958 | 0.2
1707 | 2021-03-13 02:00 | 0 |  | 0 | 16.3501 | 1.4846 | 0.2
1708 | 2021-03-13 03:00 | 0 |  | 0 | 16.1328 | 1.2042 | 0.2
1709 | 2021-03-13 04:00 | 0 |  | 0 | 15.977 | 0.76458 | 0.2
1710 | 2021-03-13 05:00 | 0 |  | 0 | 16.0119 | 0.72417 | 0.2
1711 | 2021-03-13 06:00 | 80.25 |  | 36.6333 | 16.7186 | 0.88625 | 0.2 | 6.6442 | 89.4814 | 83.8046 | 0 |  | 80.25 | 40.6466 | 36.3958 | 0.018569 | 40.6466 | 36.3958 | 0.016451 | 23.8305 | 34.6088 | 0 | 57.2705 | 57.4243 | 6618.21 | 20.0392 | 5940.9272 | 6024.166 | 5320.117 | 0 | 0 | 5317.0645 | 749.2805 | 0 | 0 | 0 | 0 | 5317.0645 | 749.2805 | 4625.9126 | 4602.7832
1712 | 2021-03-13 07:00 | 292.4167 |  | 65.7167 | 18.1613 | 1.0717 | 0.2 | 19.608 | 81.7454 | 70.771 | 0 |  | 292.4167 | 222.3493 | 66.3142 | 0.067661 | 222.3493 | 66.3142 | 0.059945 | 199.6898 | 63.0629 | 0 | 257.4977 | 257.5133 | 29679.299 | 32.9271 | 29159.709 | 28449.166 | 27124.53 | 0 | 0 | 27052.31 | 759.069 | 0 | 0 | 0 | 0 | 27052.31 | 759.069 | 26178.764 | 26047.8711
1713 | 2021-03-13 08:00 | 513.1167 |  | 80.3667 | 19.8882 | 1.6217 | 0.2 | 32.2942 | 72.8428 | 58.0047 | 0 |  | 513.1167 | 429.0236 | 81.391 | 0.11873 | 429.0236 | 81.391 | 0.10519 | 409.9753 | 77.4022 | 0 | 477.63 | 477.7109 | 55059.22 | 46.6031 | 55010.31 | 51441.39 | 48954.953 | 0 | 0 | 48702.48 | 735.4385 | 0 | 0 | 0 | 0 | 48702.48 | 735.4385 | 47447.29 | 47210.0547
1714 | 2021-03-13 09:00 | 700.4 |  | 135.6167 | 21.6088 | 1.775 | 0.2 | 44.2825 | 61.3199 | 45.9103 | 0 |  | 700.4 | 562.7732 | 137.1383 | 0.16206 | 562.7732 | 137.1383 | 0.14358 | 550.4659 | 130.4195 | 0 | 667.2677 | 667.3094 | 76907.44 | 58.6671 | 77210.43 | 69384.95 | 67236.73 | 0 | 0 | 66715.12 | 699.8245 | 0 | 0 | 0 | 0 | 66715.12 | 699.8245 | 65000.44 | 64675.4414
1715 | 2021-03-13 10:00 | 844.4833 |  | 171.2 | 23.1908 | 1.7129 | 0.2 | 54.7046 | 44.5894 | 35.3168 | 0 |  | 844.4833 | 673.0875 | 173.0276 | 0.1954 | 673.0875 | 173.0276 | 0.17312 | 665.4961 | 164.5522 | 0 | 813.4473 | 813.4675 | 93752.62 | 68.4935 | 94177.43 | 81733.3 | 78902.38 | 0 | 0 | 78140.41 | 676.9576 | 0 | 0 | 0 | 0 | 78140.41 | 676.9576 | 75983.53 | 75603.6094
1716 | 2021-03-13 11:00 | 938.9667 |  | 142.0833 | 24.5711 | 1.8329 | 0.2 | 61.6633 | 19.1246 | 28.0368 | 0 |  | 938.9667 | 798.6843 | 143.2741 | 0.21726 | 798.6843 | 143.2741 | 0.19249 | 793.3499 | 136.257 | 0 | 911.0148 | 910.9731 | 104993.53 | 75.0278 | 105393.98 | 89267.07 | 85744.85 | 0 | 0 | 84786.91 | 656.494 | 0 | 0 | 0 | 110.5037 | 84676.4 | 662.2139 | 82247.02 | 81835.7891
1717 | 2021-03-13 12:00 | 926.8333 |  | 192.2 | 25.715 | 2.6579 | 0.2 | 62.3489 | 346.8961 | 26.9521 | 0 |  | 926.8333 | 737.9863 | 194.5586 | 0.21446 | 737.9863 | 194.5586 | 0.19 | 733.418 | 185.0322 | 0 | 900.0812 | 900.097 | 103737.93 | 73.7326 | 104144.19 | 88636.914 | 85798.234 | 0 | 0 | 84846.12 | 660.3144 | 0 | 0 | 0 | 54.8596 | 84791.26 | 662.897 | 82356.97 | 81945.1797
1718 | 2021-03-13 13:00 | 864.8166 |  | 170.2833 | 26.466 | 2.9329 | 0.2 | 56.3708 | 319.6224 | 32.8309 | 0 |  | 864.8166 | 699.3582 | 172.8638 | 0.20011 | 699.3582 | 172.8638 | 0.17729 | 692.6194 | 164.4011 | 0 | 839.8801 | 839.8166 | 96789.03 | 70.7107 | 97211.77 | 83661.65 | 80395.34 | 0 | 0 | 79580.66 | 666.8812 | 0 | 0 | 0 | 1.1507 | 79579.51 | 668.3958 | 77363.85 | 76977.0312
1719 | 2021-03-13 14:00 | 741.4167 |  | 136.5833 | 26.7905 | 3.7217 | 0.2 | 46.4135 | 301.4961 | 42.8729 | 0 |  | 741.4167 | 610.7576 | 139.1445 | 0.17155 | 610.7576 | 139.1445 | 0.15199 | 599.5444 | 132.3338 | 0 | 717.2407 | 717.2903 | 82670.21 | 63.2479 | 83027.07 | 73398.26 | 70853.88 | 0 | 0 | 70250.15 | 687.8567 | 0 | 0 | 0 | 0 | 70250.15 | 687.8567 | 68403.3 | 68061.2812
1720 | 2021-03-13 15:00 | 568.7333 |  | 93.2833 | 26.6543 | 3.675 | 0.2 | 34.6282 | 289.2387 | 54.7562 | 0 |  | 568.7333 | 482.0473 | 95.4708 | 0.1316 | 482.0473 | 95.4708 | 0.11659 | 464.315 | 90.7989 | 0 | 544.0116 | 543.9251 | 62688.95 | 54.3589 | 62775.77 | 57202.93 | 55287.55 | 0 | 0 | 54937.098 | 708.4095 | 0 | 0 | 0 | 0 | 54937.098 | 708.4095 | 53540.402 | 53272.7031
1721 | 2021-03-13 16:00 | 352.4833 |  | 61.45 | 25.9051 | 3.825 | 0.2 | 22.0252 | 279.989 | 67.443 | 0 |  | 352.4833 | 297.3205 | 63.1492 | 0.08156 | 297.3205 | 63.1492 | 0.072258 | 273.3836 | 60.0599 | 0 | 326.7746 | 326.6233 | 37645.016 | 42.4284 | 37266.805 | 35279.234 | 33451.06 | 0 | 0 | 33330.465 | 737.7602 | 0 | 0 | 0 | 0 | 33330.465 | 737.7602 | 32392.727 | 32230.7637
1722 | 2021-03-13 17:00 | 129.75 |  | 47.2 | 24.6662 | 3.7233 | 0.2 | 9.079 | 272.1316 | 80.4628 | 0 |  | 129.75 | 86.5936 | 48.4381 | 0.030022 | 86.5936 | 48.4381 | 0.026598 | 64.7662 | 46.0697 | 0 | 108.6192 | 108.7156 | 12529.975 | 30.1915 | 11816.49 | 11610.258 | 10631.578 | 0 | 0 | 10618.72 | 746.8341 | 0 | 0 | 0 | 0 | 10618.72 | 746.8341 | 9762.654 | 9713.8408
1723 | 2021-03-13 18:00 | 0.5 |  | 0.5 | 23.3794 | 4.3546 | 0.2 | -3.9339 | 264.6741 | 90 | 0 |  | 0.5 | 0 | 0.54697 | 0.00011569 | 0 | 0.54697 | 0 | 0 | 0.52017 | 0 | 0.50977 | 0.50977 | 58.7539 | 23.4046 | 2.2899 | 2.2863 | 2.28 | 0 | 0 | 2.2799 | 56.1653 | 0 | 0 | 0 | 2.2799 | 0 | 650 | 0 | 0
1724 | 2021-03-13 19:00 | 0 |  | 0 | 22.9245 | 5.2 | 0.2
1725 | 2021-03-13 20:00 | 0 |  | 0 | 22.5028 | 4.6483 | 0.2
1726 | 2021-03-13 21:00 | 0 |  | 0 | 22.0609 | 5.4517 | 0.2
1727 | 2021-03-13 22:00 | 0 |  | 0 | 21.619 | 4.2429 | 0.2
1728 | 2021-03-13 23:00 | 0 |  | 0 | 21.208 | 4.425 | 0.2
1729 | 2021-03-14 | 0 |  | 0 | 20.9875 | 4.1475 | 0.2
1730 | 2021-03-14 01:00 | 0 |  | 0 | 20.7962 | 5.0321 | 0.2
1731 | 2021-03-14 02:00 | 0 |  | 0 | 20.6155 | 4.9463 | 0.2
1732 | 2021-03-14 03:00 | 0 |  | 0 | 20.5049 | 3.2383 | 0.2
1733 | 2021-03-14 04:00 | 0 |  | 0 | 20.4049 | 2.1058 | 0.2
1734 | 2021-03-14 05:00 | 0 |  | 0 | 20.3348 | 1.7025 | 0.2
1735 | 2021-03-14 06:00 | 13.0833 |  | 13.0833 | 20.5636 | 1.4508 | 0.2 | 6.5083 | 89.1023 | 83.936 | 0 |  | 13.0833 | 0 | 13.041 | 0.0030273 | 0 | 13.041 | 0.0026821 | 0 | 12.4023 | 0 | 12.1543 | 12.1545 | 1400.8236 | 21.2486 | 924.4084 | 932.1805 | 904.4171 | 0 | 0 | 904.3126 | 671.0407 | 0 | 0 | 0 | 0 | 904.3126 | 671.0407 | 749.6037 | 745.8557
1736 | 2021-03-14 07:00 | 110.55 |  | 108.3167 | 21.3116 | 1.7408 | 0.2 | 19.4652 | 81.3485 | 70.9088 | 0 |  | 110.55 | 2.1907 | 107.5932 | 0.02558 | 2.1907 | 107.5932 | 0.022663 | 1.9652 | 102.3212 | 0 | 102.2006 | 102.2043 | 11779.306 | 26.9962 | 11054.481 | 10985.3545 | 10590.551 | 0 | 0 | 10579.282 | 753.7171 | 0 | 0 | 0 | 0 | 10579.282 | 753.7171 | 9722.512 | 9673.8994
1737 | 2021-03-14 08:00 | 356.1 |  | 267.25 | 22.7329 | 3.2925 | 0.2 | 32.1305 | 72.4109 | 58.1626 | 0 |  | 356.1 | 88.0957 | 266.4817 | 0.082397 | 88.0957 | 266.4817 | 0.073 | 84.1476 | 253.423 | 0 | 330.8191 | 330.8291 | 38129.098 | 39.8793 | 37758.43 | 36066.69 | 34691.914 | 0 | 0 | 34568.473 | 745.1882 | 0 | 0 | 0 | 0 | 34568.473 | 745.1882 | 33613.71 | 33445.6406
1738 | 2021-03-14 09:00 | 457.9667 |  | 300.35 | 23.8313 | 3.375 | 0.2 | 44.0785 | 60.8395 | 46.1071 | 0 |  | 457.9667 | 157.0734 | 300.0702 | 0.10597 | 157.0734 | 300.0702 | 0.093882 | 153.5982 | 285.3682 | 0 | 430.1871 | 430.2007 | 49582.047 | 46.0445 | 49429.375 | 46308.938 | 44540.754 | 0 | 0 | 44331.613 | 732.6062 | 0 | 0 | 0 | 0 | 44331.613 | 732.6062 | 43178.22 | 42962.3281
1739 | 2021-03-14 10:00 | 397.9333 |  | 328.4833 | 24.4917 | 3.525 | 0.2 | 54.4328 | 44.082 | 35.5795 | 0 |  | 397.9333 | 69.4372 | 331.4719 | 0.092076 | 69.4372 | 331.4719 | 0.081576 | 68.6402 | 315.2343 | 0 | 376.1969 | 376.1941 | 43358.13 | 43.7842 | 43085.992 | 40653.66 | 39464.156 | 0 | 0 | 39300.15 | 736.6646 | 0 | 0 | 0 | 0 | 39300.15 | 736.6646 | 38266.586 | 38075.2539
1740 | 2021-03-14 11:00 | 480.75 |  | 363 | 25.075 | 3.2058 | 0.2 | 61.3041 | 18.7534 | 28.3876 | 0 |  | 480.75 | 118.0289 | 363.5865 | 0.11124 | 118.0289 | 363.5865 | 0.098553 | 117.2185 | 345.777 | 0 | 453.7356 | 453.7531 | 52296.566 | 48.6854 | 52195.77 | 48480.47 | 46646.617 | 0 | 0 | 46413.04 | 727.7261 | 0 | 0 | 0 | 0 | 46413.04 | 727.7261 | 45210.902 | 44984.8477
1741 | 2021-03-14 12:00 | 410.8 |  | 356.1667 | 25.2649 | 2.3421 | 0.2 | 61.9485 | 346.9178 | 27.3516 | 0 |  | 410.8 | 54.8891 | 359.7405 | 0.095053 | 54.8891 | 359.7405 | 0.084213 | 54.5382 | 342.1197 | 0 | 388.7248 | 388.7205 | 44799.9 | 46.3021 | 44555.34 | 41699.598 | 40445.605 | 0 | 0 | 40269.74 | 729.8733 | 0 | 0 | 0 | 0 | 40269.74 | 729.8733 | 39212.863 | 39016.7969
1742 | 2021-03-14 13:00 | 221.2333 |  | 220.0333 | 24.948 | 2.055 | 0.2 | 56.0055 | 319.9178 | 33.1956 | 0 |  | 221.2333 | 1.2085 | 219.0537 | 0.05119 | 1.2085 | 219.0537 | 0.045352 | 1.1966 | 208.3224 | 0 | 205.3285 | 205.3284 | 23664.707 | 36.2063 | 23049.693 | 22258.945 | 21484.672 | 0 | 0 | 21437.008 | 745.9253 | 0 | 0 | 0 | 0 | 21437.008 | 745.9253 | 20531.87 | 20429.2109
1743 | 2021-03-14 14:00 | 320.3833 |  | 299.5167 | 24.8408 | 1.155 | 0.2 | 46.0968 | 301.8508 | 43.1868 | 0 |  | 320.3833 | 21.0746 | 302.5751 | 0.074132 | 21.0746 | 302.5751 | 0.065678 | 20.6803 | 287.755 | 0 | 302.2665 | 302.2661 | 34837.043 | 42.1071 | 34406.1 | 32623.547 | 31221.703 | 0 | 0 | 31120.438 | 740.6146 | 0 | 0 | 0 | 0 | 31120.438 | 740.6146 | 30214.783 | 30063.7109
1744 | 2021-03-14 15:00 | 241.3167 |  | 229.1833 | 24.6359 | 1.0604 | 0.2 | 34.3454 | 289.583 | 55.0353 | 0 |  | 241.3167 | 12.3047 | 228.3842 | 0.055837 | 12.3047 | 228.3842 | 0.049469 | 11.8446 | 217.1972 | 0 | 224.461 | 224.4391 | 25867.957 | 37.5118 | 25285.72 | 24319.799 | 23381.398 | 0 | 0 | 23325.168 | 746.359 | 0 | 0 | 0 | 0 | 23325.168 | 746.359 | 22443.188 | 22330.9707
1745 | 2021-03-14 16:00 | 143.5667 |  | 136.2667 | 24.0467 | 1.4958 | 0.2 | 21.7616 | 280.3141 | 67.7027 | 0 |  | 143.5667 | 7.4611 | 135.7457 | 0.033219 | 7.4611 | 135.7457 | 0.029431 | 6.8496 | 129.0966 | 0 | 133.2273 | 133.2249 | 15353.993 | 31.5398 | 14644.935 | 14347.305 | 13829.235 | 0 | 0 | 13809.387 | 746.2411 | 0 | 0 | 0 | 0 | 13809.387 | 746.2411 | 12980.254 | 12915.3525
1746 | 2021-03-14 17:00 | 9.2667 |  | 9.2667 | 23.338 | 1.8992 | 0.2 | 8.8231 | 272.4436 | 80.7147 | 0 |  | 9.2667 | 0 | 9.1685 | 0.0021442 | 0 | 9.1685 | 0.0018996 | 0 | 8.719 | 0 | 8.5447 | 8.5457 | 984.915 | 23.8099 | 553.5974 | 554.5364 | 541.057 | 0 | 0 | 541.0167 | 645.0797 | 0 | 0 | 0 | 3.5776 | 537.4392 | 656.4062 | 443.6585 | 441.4402
1747 | 2021-03-14 18:00 | 0 |  | 0 | 23.0906 | 1.8717 | 0.2
1748 | 2021-03-14 19:00 | 0 |  | 0 | 22.6322 | 2.7183 | 0.2
1749 | 2021-03-14 20:00 | 0 |  | 0 | 21.8816 | 3.4287 | 0.2
1750 | 2021-03-14 21:00 | 0 |  | 0 | 20.6022 | 4.5362 | 0.2
1751 | 2021-03-14 22:00 | 0 |  | 0 | 20.9459 | 3.8887 | 0.2
1752 | 2021-03-14 23:00 | 0 |  | 0 | 20.623 | 4.205 | 0.2
1753 | 2021-03-15 | 0 |  | 0 | 21.1763 | 2.7325 | 0.2
1754 | 2021-03-15 01:00 | 0 |  | 0 | 21.0303 | 3.0021 | 0.2
1755 | 2021-03-15 02:00 | 0 |  | 0 | 20.7453 | 4.7012 | 0.2
1756 | 2021-03-15 03:00 | 0 |  | 0 | 20.5719 | 5.1325 | 0.2
1757 | 2021-03-15 04:00 | 0 |  | 0 | 20.4236 | 3.3496 | 0.2
1758 | 2021-03-15 05:00 | 0 |  | 0 | 20.377 | 2.5317 | 0.2
1759 | 2021-03-15 06:00 | 28.4333 |  | 28.35 | 20.8013 | 1.63 | 0.2 | 6.3729 | 88.7225 | 84.0668 | 0 |  | 28.4333 | 0.077537 | 28.1645 | 0.0065791 | 0.077537 | 28.1645 | 0.0058288 | 0.043877 | 26.7846 | 0 | 26.2919 | 26.2924 | 3030.2769 | 22.2711 | 2444.9036 | 2464.8186 | 2376.5312 | 0 | 0 | 2375.8962 | 713.5641 | 0 | 0 | 0 | 0 | 2375.8962 | 713.5641 | 2001.988 | 1991.978
1760 | 2021-03-15 07:00 | 155.6 |  | 116.05 | 21.7466 | 1.425 | 0.2 | 19.3222 | 80.9514 | 71.0468 | 0 |  | 155.6 | 38.8002 | 115.5953 | 0.036004 | 38.8002 | 115.5953 | 0.031898 | 34.7637 | 109.9299 | 0 | 141.7997 | 141.7886 | 16341.446 | 29.7471 | 15640.334 | 15410.135 | 14709.219 | 0 | 0 | 14686.942 | 744.3104 | 0 | 0 | 0 | 0 | 14686.942 | 744.3104 | 13835.228 | 13766.0508
1761 | 2021-03-15 08:00 | 365.0667 |  | 211.1333 | 23.1756 | 1.6442 | 0.2 | 31.966 | 71.9794 | 58.3212 | 0 |  | 365.0667 | 152.6455 | 211.099 | 0.084471 | 152.6455 | 211.099 | 0.074838 | 145.7397 | 200.7542 | 0 | 339.5641 | 339.5747 | 39136.332 | 42.1461 | 38784.383 | 36780.664 | 35458.285 | 0 | 0 | 35328.1 | 738.8383 | 0 | 0 | 0 | 0 | 35328.1 | 738.8383 | 34363.523 | 34191.7031
1762 | 2021-03-15 09:00 | 726.95 |  | 146.7167 | 25.0925 | 2.6683 | 0.2 | 43.873 | 60.3609 | 46.3054 | 0 |  | 726.95 | 578.2989 | 148.2599 | 0.16821 | 578.2989 | 148.2599 | 0.14902 | 565.3538 | 140.9962 | 0 | 692.223 | 692.2429 | 79780.93 | 62.0041 | 80116.85 | 71169.2 | 69337.16 | 0 | 0 | 68769.5 | 690.2704 | 0 | 0 | 0 | 0 | 68769.5 | 690.2704 | 66978.516 | 66643.625
1763 | 2021-03-15 10:00 | 500.1833 |  | 351.7833 | 25.925 | 2.9767 | 0.2 | 54.1593 | 43.5795 | 35.8441 | 0 |  | 500.1833 | 148.3888 | 351.9344 | 0.11574 | 148.3888 | 351.9344 | 0.10254 | 146.6551 | 334.6936 | 0 | 471.7217 | 471.7263 | 54368.32 | 50.7279 | 54306.918 | 50109.01 | 48581.492 | 0 | 0 | 48323.168 | 718.7802 | 0 | 0 | 0 | 0 | 48323.168 | 718.7802 | 47076.723 | 46841.3398
1764 | 2021-03-15 11:00 | 536.4667 |  | 441.7833 | 26.5023 | 2.4421 | 0.2 | 60.9439 | 18.3883 | 28.7396 | 0 |  | 536.4667 | 94.918 | 447.5451 | 0.12413 | 94.918 | 447.5451 | 0.10997 | 94.2481 | 425.6237 | 0 | 509.4744 | 509.461 | 58716.46 | 53.9488 | 58735.797 | 53621.29 | 51918.527 | 0 | 0 | 51618.766 | 712.6984 | 0 | 0 | 0 | 0 | 51618.766 | 712.6984 | 50296.844 | 50045.3594
1765 | 2021-03-15 12:00 | 697.05 |  | 411.6667 | 27.2267 | 2.4383 | 0.2 | 61.5475 | 346.937 | 27.7518 | 0 |  | 697.05 | 286.7526 | 413.7334 | 0.16129 | 286.7526 | 413.7334 | 0.14289 | 284.8608 | 393.4721 | 0 | 664.7662 | 664.7857 | 76617.445 | 63.0472 | 76916.11 | 68065.64 | 66302.83 | 0 | 0 | 65771.5 | 685.4255 | 0 | 0 | 0 | 0 | 65771.5 | 685.4255 | 64091.41 | 63770.9531
1766 | 2021-03-15 13:00 | 673.9833 |  | 340 | 27.7295 | 4.6779 | 0.2 | 55.6387 | 320.2064 | 33.562 | 0 |  | 673.9833 | 336.3936 | 343.1091 | 0.15595 | 336.3936 | 343.1091 | 0.13817 | 332.984 | 326.3102 | 0 | 646.1083 | 646.0704 | 74463.64 | 59.169 | 74733.484 | 67027.46 | 64346.875 | 0 | 0 | 63868.08 | 700.6991 | 0 | 0 | 0 | 0 | 63868.08 | 700.6991 | 62256.836 | 61945.5508
1767 | 2021-03-15 14:00 | 456.35 |  | 295.65 | 27.6797 | 4.4525 | 0.2 | 45.778 | 302.2009 | 43.5028 | 0 |  | 456.35 | 162.3289 | 297.6475 | 0.10559 | 162.3289 | 297.6475 | 0.093551 | 159.2333 | 283.0741 | 0 | 433.4613 | 433.4118 | 49951.996 | 48.9881 | 49806.367 | 46209.27 | 44560.906 | 0 | 0 | 44345.848 | 723.9943 | 0 | 0 | 0 | 0 | 44345.848 | 723.9943 | 43192.117 | 42976.1562
1768 | 2021-03-15 15:00 | 172.5 |  | 169.9833 | 26.921 | 4.5975 | 0.2 | 34.0606 | 289.9245 | 55.3165 | 0 |  | 172.5 | 2.5528 | 169.2191 | 0.039914 | 2.5528 | 169.2191 | 0.035362 | 2.4558 | 160.9295 | 0 | 160.1175 | 160.115 | 18453.81 | 34.7412 | 17772.754 | 17237.89 | 16497.975 | 0 | 0 | 16469.98 | 746.9131 | 0 | 0 | 0 | 0 | 16469.98 | 746.9131 | 15583.466 | 15505.5488
1769 | 2021-03-15 16:00 | 143.9 |  | 140.3167 | 26.1038 | 4.825 | 0.2 | 21.4962 | 280.6377 | 67.9642 | 0 |  | 143.9 | 3.6641 | 139.8124 | 0.033296 | 3.6641 | 139.8124 | 0.029499 | 3.3584 | 132.9642 | 0 | 133.5961 | 133.5961 | 15397.3545 | 32.5615 | 14688.586 | 14343.825 | 13786.222 | 0 | 0 | 13766.709 | 747.3084 | 0 | 0 | 0 | 0 | 13766.709 | 747.3084 | 12938.766 | 12874.0713
1770 | 2021-03-15 17:00 | 68.0333 |  | 57.4 | 25.2488 | 4.6387 | 0.2 | 8.5658 | 272.755 | 80.968 | 0 |  | 68.0333 | 11.1961 | 57.791 | 0.015742 | 11.1961 | 57.791 | 0.013947 | 8.1864 | 54.9626 | 0 | 61.886 | 61.8803 | 7131.9185 | 28.2654 | 6433.2476 | 6366.3096 | 6113.0776 | 0 | 0 | 6109.0176 | 734.34 | 0 | 0 | 0 | 0 | 6109.0176 | 734.34 | 5359.9736 | 5333.1738
1771 | 2021-03-15 18:00 | 0.33333 |  | 0.33333 | 24.4227 | 4.4188 | 0.2 | -4.4504 | 265.2891 | 90 | 0 |  | 0.33333 | 0 | 0.36573 | 7.7127894e-05 | 0 | 0.36573 | 0 | 0 | 0.34781 | 0 | 0.34086 | 0.34085 | 39.2843 | 24.4395 | 1.0247 | 1.0241 | 1.0211 | 0 | 0 | 1.021 | 37.6286 | 0 | 0 | 0 | 1.021 | 0 | 650 | 0 | 0
1772 | 2021-03-15 19:00 | 0 |  | 0 | 23.945 | 3.4388 | 0.2
1773 | 2021-03-15 20:00 | 0 |  | 0 | 23.5488 | 4.0242 | 0.2
1774 | 2021-03-15 21:00 | 0 |  | 0 | 23.2691 | 3.2963 | 0.2
1775 | 2021-03-15 22:00 | 0 |  | 0 | 22.9272 | 2.2817 | 0.2
1776 | 2021-03-15 23:00 | 0 |  | 0 | 22.5741 | 1.9338 | 0.2
1777 | 2021-03-16 | 0 |  | 0 | 22.2391 | 2.8829 | 0.2
1778 | 2021-03-16 01:00 | 0 |  | 0 | 21.8941 | 3.0925 | 0.2
1779 | 2021-03-16 02:00 | 0 |  | 0 | 21.5667 | 4.4717 | 0.2
1780 | 2021-03-16 03:00 | 0 |  | 0 | 21.3628 | 3.5504 | 0.2
1781 | 2021-03-16 04:00 | 0 |  | 0 | 21.1868 | 2.0567 | 0.2
1782 | 2021-03-16 05:00 | 0 |  | 0 | 21.0927 | 1.8775 | 0.2
1783 | 2021-03-16 06:00 | 13.7 |  | 13.7 | 21.4018 | 1.4 | 0.2 | 6.2379 | 88.3422 | 84.1972 | 0 |  | 13.7 | 0 | 13.6535 | 0.00317 | 0 | 13.6535 | 0.0028085 | 0 | 12.9849 | 0 | 12.7252 | 12.7252 | 1466.6024 | 22.1206 | 984.0997 | 990.6584 | 959.561 | 0 | 0 | 959.4438 | 672.7101 | 0 | 0 | 0 | 0 | 959.4438 | 672.7101 | 795.7957 | 791.8167114257812
1784 | 2021-03-16 07:00 | 188 |  | 125.3333 | 22.6031 | 2.09 | 0.2 | 19.179 | 80.5541 | 71.1849 | 0 |  | 188 | 61.4861 | 125.0325 | 0.043501 | 61.4861 | 125.0325 | 0.03854 | 55.0227 | 118.9036 | 0 | 170.4477 | 170.433 | 19642.69 | 31.9333 | 18975.344 | 18568.916 | 17673.236 | 0 | 0 | 17641.951 | 754.8858 | 0 | 0 | 0 | 0 | 17641.951 | 754.8858 | 16740.65 | 16656.9473
1785 | 2021-03-16 08:00 | 310.35 |  | 218.55 | 23.7247 | 3.4296 | 0.2 | 31.8007 | 71.5486 | 58.4807 | 0 |  | 310.35 | 91.0434 | 218.0418 | 0.071811 | 91.0434 | 218.0418 | 0.063621 | 86.8854 | 207.3573 | 0 | 288.3578 | 288.3666 | 33234.91 | 38.5775 | 32775.383 | 31429.408 | 30172.049 | 0 | 0 | 30080.303 | 750.5754 | 0 | 0 | 0 | 0 | 30080.303 | 750.5754 | 29180.389 | 29034.4863
1786 | 2021-03-16 09:00 | 464.6833 |  | 260.6833 | 25.0626 | 4.1754 | 0.2 | 43.6661 | 59.8845 | 46.5052 | 0 |  | 464.6833 | 203.3433 | 261.1301 | 0.10752 | 203.3433 | 261.1301 | 0.095259 | 198.7375 | 248.3361 | 0 | 438.1322 | 438.156 | 50498.84 | 46.8775 | 50363.76 | 47060.234 | 45653.65 | 0 | 0 | 45428.152 | 726.7351 | 0 | 0 | 0 | 0 | 45428.152 | 726.7351 | 44249.02 | 44027.7734
1787 | 2021-03-16 10:00 | 596.7833 |  | 401.15 | 26.3576 | 6.0917 | 0.2 | 53.884 | 43.082 | 36.1105 | 0 |  | 596.7833 | 195.6399 | 401.2681 | 0.13809 | 195.6399 | 401.2681 | 0.12234 | 193.3133 | 381.6107 | 0 | 563.4255 | 563.4221 | 64936.035 | 52.067 | 65064.28 | 59786.54 | 57775.707 | 0 | 0 | 57408.406 | 718.8992 | 0 | 0 | 0 | 0 | 57408.406 | 718.8992 | 55956.83 | 55677.043
1788 | 2021-03-16 11:00 | 647.6333 |  | 410.8667 | 27.3882 | 5.9775 | 0.2 | 60.5827 | 18.0293 | 29.0928 | 0 |  | 647.6333 | 237.3794 | 412.465 | 0.14985 | 237.3794 | 412.465 | 0.13276 | 235.6577 | 392.263 | 0 | 615.3623 | 615.349 | 70920.945 | 55.6134 | 71143.68 | 64604.78 | 62758.293 | 0 | 0 | 62312.953 | 706.2491 | 0 | 0 | 0 | 0 | 62312.953 | 706.2491 | 60754.477 | 60450.7031
1789 | 2021-03-16 12:00 | 634.7333 |  | 426.8667 | 28.064 | 5.9 | 0.2 | 61.1461 | 346.9539 | 28.1524 | 0 |  | 634.7333 | 208.8887 | 427.9223 | 0.14687 | 208.8887 | 427.9223 | 0.13012 | 207.4666 | 406.9644 | 0 | 602.1423 | 602.0903 | 69392.34 | 55.7786 | 69592.03 | 63157.355 | 60926.035 | 0 | 0 | 60506.598 | 707.5558 | 0 | 0 | 0 | 0 | 60506.598 | 707.5558 | 58987.176 | 58692.2422
1790 | 2021-03-16 13:00 | 482.7833 |  | 355.5333 | 28.2799 | 5.7429 | 0.2 | 55.2704 | 320.4886 | 33.9298 | 0 |  | 482.7833 | 128.1858 | 356.621 | 0.11171 | 128.1858 | 356.621 | 0.09897 | 126.8534 | 339.1565 | 0 | 456.6896 | 456.7024 | 52636.824 | 49.453 | 52542.453 | 48680.582 | 46620.68 | 0 | 0 | 46386.47 | 728.3763 | 0 | 0 | 0 | 0 | 46386.47 | 728.3763 | 45184.95 | 44959.0234
1791 | 2021-03-16 14:00 | 458.9667 |  | 308.25 | 28.3245 | 4.7317 | 0.2 | 45.4573 | 302.5464 | 43.8209 | 0 |  | 458.9667 | 152.2706 | 309.2874 | 0.1062 | 152.2706 | 309.2874 | 0.094087 | 149.3109 | 294.142 | 0 | 434.5838 | 434.5334 | 50080.715 | 49.4184 | 49937.57 | 46267.29 | 44767.676 | 0 | 0 | 44548.402 | 719.9164 | 0 | 0 | 0 | 0 | 44548.402 | 719.9164 | 43389.91 | 43172.9609
1792 | 2021-03-16 15:00 | 352.65 |  | 227.35 | 28.0675 | 4.2904 | 0.2 | 33.7739 | 290.2634 | 55.5996 | 0 |  | 352.65 | 127.1328 | 228.1659 | 0.081598 | 127.1328 | 228.1659 | 0.072293 | 122.2197 | 216.9935 | 0 | 332.429 | 332.3231 | 38301.805 | 44.5268 | 37934.434 | 35693.176 | 34243.145 | 0 | 0 | 34115.55 | 725.6086 | 0 | 0 | 0 | 0 | 34115.55 | 725.6086 | 33166.87 | 33001.0352
1793 | 2021-03-16 16:00 | 195.85 |  | 152.0833 | 27.4418 | 3.855 | 0.2 | 21.2292 | 280.9598 | 68.2273 | 0 |  | 195.85 | 44.7747 | 152.7309 | 0.045317 | 44.7747 | 152.7309 | 0.040149 | 40.97 | 145.2533 | 0 | 182.4989 | 182.4755 | 21030.375 | 36.6603 | 20379.98 | 19646.85 | 18914.398 | 0 | 0 | 18876.91 | 740.6303 | 0 | 0 | 0 | 0 | 18876.91 | 740.6303 | 17966.977 | 17877.1406
1794 | 2021-03-16 17:00 | 120.4667 |  | 62.9333 | 26.6678 | 3.2033 | 0.2 | 8.3073 | 273.0657 | 81.2226 | 0 |  | 120.4667 | 60.7028 | 64.0648 | 0.027874 | 60.7028 | 64.0648 | 0.024695 | 43.8277 | 60.9316 | 0 | 102.6641 | 102.5506 | 11819.227 | 32.0045 | 11101.506 | 10850.219 | 10057.37 | 0 | 0 | 10046.07 | 740.8033 | 0 | 0 | 0 | 0 | 10046.07 | 740.8033 | 9182.601 | 9136.6875
1795 | 2021-03-16 18:00 | 0.58333 |  | 0.58333 | 25.7773 | 3.1604 | 0.2 | -4.7099 | 265.5965 | 90 | 0 |  | 0.58333 | 0 | 0.6378 | 0.00013497 | 0 | 0.6378 | 0 | 0 | 0.60656 | 0 | 0.59442 | 0.59443 | 68.5087 | 25.8083 | 3.1112 | 3.1137 | 3.1062 | 0 | 0 | 3.1061 | 65.9063 | 0 | 0 | 0 | 3.1061 | 0 | 650 | 0 | 0
1796 | 2021-03-16 19:00 | 0 |  | 0 | 25.0755 | 3.3179 | 0.2
1797 | 2021-03-16 20:00 | 0 |  | 0 | 24.4102 | 1.9842 | 0.2
1798 | 2021-03-16 21:00 | 0 |  | 0 | 23.7664 | 1.5 | 0.2
1799 | 2021-03-16 22:00 | 0 |  | 0 | 23.2466 | 1.7967 | 0.2
1800 | 2021-03-16 23:00 | 0 |  | 0 | 22.6992 | 2.0638 | 0.2
1801 | 2021-03-17 | 0 |  | 0 | 22.2046 | 1.5421 | 0.2
1802 | 2021-03-17 01:00 | 0 |  | 0 | 21.7112 | 1.2 | 0.2
1803 | 2021-03-17 02:00 | 0 |  | 0 | 21.2452 | 1.3879 | 0.2
1804 | 2021-03-17 03:00 | 0 |  | 0 | 20.9598 | 0.99208 | 0.2
1805 | 2021-03-17 04:00 | 0 |  | 0 | 20.7153 | 0.44125 | 0.2
1806 | 2021-03-17 05:00 | 0 |  | 0 | 20.6045 | 0.13875 | 0.2
1807 | 2021-03-17 06:00 | 28.75 |  | 28.65 | 21.1459 | 0.13625 | 0.2 | 6.1032 | 87.9614 | 84.3271 | 0 |  | 28.75 | 0.092896 | 28.4537 | 0.0066523 | 0.092896 | 28.4537 | 0.0058937 | 0.050785 | 27.0595 | 0 | 26.5681 | 26.5685 | 3062.0757 | 22.7356 | 2475.1384 | 2491.8813 | 2413.7231 | 0 | 0 | 2413.063 | 713.2934 | 0 | 0 | 0 | 0 | 2413.063 | 713.2934 | 2034.1407 | 2023.969970703125
1808 | 2021-03-17 07:00 | 285.4333 |  | 74.6833 | 22.9167 | 0.40958 | 0.2 | 19.0356 | 80.1569 | 71.3231 | 0 |  | 285.4333 | 206.8056 | 75.1277 | 0.066045 | 206.8056 | 75.1277 | 0.058513 | 184.8377 | 71.4441 | 0 | 251.1562 | 251.0377 | 28932.469 | 37.7514 | 28400.252 | 27290.209 | 25859.387 | 0 | 0 | 25789.525 | 737.0309 | 0 | 0 | 0 | 0 | 25789.525 | 737.0309 | 24931.223 | 24806.5664
1809 | 2021-03-17 08:00 | 517.3166 |  | 63.6 | 24.8558 | 0.79667 | 0.2 | 31.6346 | 71.1185 | 58.641 | 0 |  | 517.3166 | 450.0347 | 64.5566 | 0.1197 | 450.0347 | 64.5566 | 0.10605 | 429.2841 | 61.3933 | 0 | 480.8639 | 480.903 | 55423.71 | 52.7778 | 55381.844 | 50744.473 | 49067.008 | 0 | 0 | 48800.92 | 714.2095 | 0 | 0 | 0 | 0 | 48800.92 | 714.2095 | 47543.46 | 47305.7461
1810 | 2021-03-17 09:00 | 722.6333 |  | 80.55 | 26.7713 | 1.3417 | 0.2 | 43.4577 | 59.4103 | 46.7064 | 0 |  | 722.6333 | 640.0905 | 81.6617 | 0.16721 | 640.0905 | 81.6617 | 0.14814 | 625.4197 | 77.6611 | 0 | 689.0192 | 689.0578 | 79418.17 | 65.7993 | 79748.81 | 69884 | 67320.47 | 0 | 0 | 66777.11 | 683.5474 | 0 | 0 | 0 | 0 | 66777.11 | 683.5474 | 65060.156 | 64734.8555
1811 | 2021-03-17 10:00 | 851.2167 |  | 116.2333 | 28.4395 | 2.4725 | 0.2 | 53.607 | 42.5897 | 36.3786 | 0 |  | 851.2167 | 735.0894 | 117.4692 | 0.19696 | 735.0894 | 117.4692 | 0.1745 | 726.1907 | 111.7152 | 0 | 821.1478 | 821.1401 | 94639.3 | 72.6161 | 95067.27 | 81272.62 | 78682.23 | 0 | 0 | 77890.45 | 663.1251 | 0 | 0 | 0 | 46.6946 | 77843.76 | 666.9742 | 75698.914 | 75320.4219
1812 | 2021-03-17 11:00 | 915.0167 |  | 145.1 | 29.7655 | 2.0258 | 0.2 | 60.2206 | 17.6765 | 29.4471 | 0 |  | 915.0167 | 771.9949 | 146.347 | 0.21172 | 771.9949 | 146.347 | 0.18758 | 766.2418 | 139.1795 | 0 | 887.3128 | 887.3431 | 102265.12 | 78.4839 | 102680.664 | 85838.38 | 83754.586 | 0 | 0 | 82791.84 | 641.7568 | 0 | 0 | 0 | 831.9959 | 81959.84 | 654.3812 | 79645.45 | 79247.2266
1813 | 2021-03-17 12:00 | 933.4334 |  | 138.5 | 30.7128 | 2.6175 | 0.2 | 60.7443 | 346.9686 | 28.5534 | 0 |  | 933.4334 | 798.937 | 139.9136 | 0.21598 | 798.937 | 139.9136 | 0.19135 | 793.3262 | 133.0623 | 0 | 907.8607 | 907.8856 | 104634.7 | 79.235 | 105034.766 | 87535.19 | 84662.76 | 0 | 0 | 83701.91 | 646.2175 | 0 | 0 | 0 | 926.262 | 82775.65 | 658.363 | 80426.98 | 80024.8438
1814 | 2021-03-17 13:00 | 855.25 |  | 160.9833 | 31.2676 | 3.35 | 0.2 | 54.9008 | 320.7644 | 34.2989 | 0 |  | 855.25 | 699.4683 | 163.5735 | 0.19789 | 699.4683 | 163.5735 | 0.17532 | 692.0131 | 155.566 | 0 | 830.6275 | 830.3546 | 95699.19 | 74.1915 | 96124.86 | 81678.26 | 79335.72 | 0 | 0 | 78515.695 | 656.5597 | 0 | 0 | 0 | 210.003 | 78305.695 | 663.1589 | 76142.1 | 75761.3906
1815 | 2021-03-17 14:00 | 726.3833 |  | 118.1333 | 31.4202 | 2.7533 | 0.2 | 45.1348 | 302.8872 | 44.1408 | 0 |  | 726.3833 | 614.6283 | 120.5757 | 0.16807 | 614.6283 | 120.5757 | 0.14891 | 602.4507 | 114.6743 | 0 | 702.7826 | 702.4111 | 80955.164 | 68.7295 | 81296.82 | 70465.08 | 68092.01 | 0 | 0 | 67512.07 | 672.5364 | 0 | 0 | 0 | 0 | 67512.07 | 672.5364 | 65767.96 | 65439.125
1816 | 2021-03-17 15:00 | 539.45 |  | 90.0167 | 31.0715 | 2.7258 | 0.2 | 33.4855 | 290.5995 | 55.8845 | 0 |  | 539.45 | 456.1235 | 92.1846 | 0.12482 | 456.1235 | 92.1846 | 0.11059 | 438.2 | 87.6736 | 0 | 515.3561 | 515.4074 | 59401.363 | 58.4821 | 59430.47 | 53378 | 51329.47 | 0 | 0 | 51022.18 | 699.9337 | 0 | 0 | 0 | 0 | 51022.18 | 699.9337 | 49713.83 | 49465.2578
1817 | 2021-03-17 16:00 | 318.0667 |  | 74.2333 | 30.1882 | 2.5362 | 0.2 | 20.9609 | 281.2805 | 68.4919 | 0 |  | 318.0667 | 249.5715 | 76.0977 | 0.073596 | 249.5715 | 76.0977 | 0.065203 | 227.9694 | 72.3752 | 0 | 294.3378 | 294.3392 | 33924.105 | 45.9776 | 33478.723 | 31314.857 | 29813.844 | 0 | 0 | 29715.186 | 726.0181 | 0 | 0 | 0 | 0 | 29715.186 | 726.0181 | 28817.69 | 28673.6016
1818 | 2021-03-17 17:00 | 105.3167 |  | 51.4167 | 28.9279 | 2.8767 | 0.2 | 8.0477 | 273.3757 | 81.4782 | 0 |  | 105.3167 | 56.9936 | 52.5767 | 0.024369 | 56.9936 | 52.5767 | 0.02159 | 40.593 | 50.0054 | 0 | 88.7864 | 88.7733 | 10231.393 | 33.6168 | 9515.975 | 9249.235 | 8470.831 | 0 | 0 | 8462.524 | 733.1091 | 0 | 0 | 0 | 0 | 8462.524 | 733.1091 | 7610.374 | 7572.3223
1819 | 2021-03-17 18:00 | 0 |  | 0 | 27.6496 | 2.0696 | 0.2
1820 | 2021-03-17 19:00 | 0 |  | 0 | 26.8102 | 1.4412 | 0.2
1821 | 2021-03-17 20:00 | 0 |  | 0 | 26.0476 | 1.1508 | 0.2
1822 | 2021-03-17 21:00 | 0 |  | 0 | 25.2849 | 1.1629 | 0.2
1823 | 2021-03-17 22:00 | 0 |  | 0 | 24.5222 | 1.0742 | 0.2
1824 | 2021-03-17 23:00 | 0 |  | 0 | 23.7903 | 1.3967 | 0.2
1825 | 2021-03-18 | 0 |  | 0 | 23.2359 | 1.9296 | 0.2
1826 | 2021-03-18 01:00 | 0 |  | 0 | 22.6291 | 3.2271 | 0.2
1827 | 2021-03-18 02:00 | 0 |  | 0 | 22.0431 | 4.2433 | 0.2
1828 | 2021-03-18 03:00 | 0 |  | 0 | 21.6773 | 4.6654 | 0.2
1829 | 2021-03-18 04:00 | 0 |  | 0 | 21.3613 | 3.7317 | 0.2
1830 | 2021-03-18 05:00 | 0 |  | 0 | 21.1913 | 3.2542 | 0.2
1831 | 2021-03-18 06:00 | 26.0333 |  | 24.8667 | 21.632 | 2.5938 | 0.2 | 5.969 | 87.5804 | 84.4567 | 0 |  | 26.0333 | 1.0829 | 25.0835 | 0.0060237 | 1.0829 | 25.0835 | 0.0053368 | 0.58287 | 23.8557 | 0 | 23.9498 | 23.9487 | 2760.157 | 22.9134 | 2188.539 | 2201.8557 | 2131.3196 | 0 | 0 | 2130.8003 | 711.7144 | 0 | 0 | 0 | 0 | 2130.8003 | 711.7144 | 1790.6011 | 1781.6480712890625
1832 | 2021-03-18 07:00 | 235.3667 |  | 101.4333 | 23.0719 | 1.9033 | 0.2 | 18.892 | 79.7598 | 71.4616 | 0 |  | 235.3667 | 131.4435 | 101.5364 | 0.054461 | 131.4435 | 101.5364 | 0.04825 | 117.3333 | 96.5586 | 0 | 209.6141 | 209.6737 | 24165.342 | 34.6481 | 23558.484 | 22859.812 | 21922.53 | 0 | 0 | 21874.152 | 750.5333 | 0 | 0 | 0 | 0 | 21874.152 | 750.5333 | 20972.895 | 20868.0293
1833 | 2021-03-18 08:00 | 440.85 |  | 155.1167 | 24.7017 | 1.8967 | 0.2 | 31.4676 | 70.6893 | 58.802 | 0 |  | 440.85 | 283.4512 | 155.7834 | 0.10201 | 283.4512 | 155.7834 | 0.090373 | 270.2555 | 148.1491 | 0 | 410.0365 | 410.046 | 47259.355 | 47.3474 | 47062.062 | 43896.547 | 42077.586 | 0 | 0 | 41889.652 | 731.6654 | 0 | 0 | 0 | 0 | 41889.652 | 731.6654 | 40794.062 | 40590.0938
1834 | 2021-03-18 09:00 | 604.3 |  | 221.5333 | 26.318 | 2.3154 | 0.2 | 43.2479 | 58.9386 | 46.909 | 0 |  | 604.3 | 381.6234 | 222.7908 | 0.13983 | 381.6234 | 222.7908 | 0.12388 | 372.7718 | 211.8755 | 0 | 572.9543 | 572.9704 | 66036.65 | 57.3643 | 66183.26 | 59731.94 | 58167.45 | 0 | 0 | 57778.113 | 700.6024 | 0 | 0 | 0 | 0 | 57778.113 | 700.6024 | 56318.383 | 56036.793
1835 | 2021-03-18 10:00 | 728.9833 |  | 256.3167 | 27.7371 | 1.2937 | 0.2 | 53.3285 | 42.1026 | 36.6484 | 0 |  | 728.9833 | 472.7874 | 258.4538 | 0.16868 | 472.7874 | 258.4538 | 0.14944 | 466.9614 | 245.7941 | 0 | 698.5004 | 698.4778 | 80500.98 | 67.385 | 80844.08 | 70448.56 | 68415.09 | 0 | 0 | 67840.97 | 677.2393 | 0 | 0 | 0 | 0 | 67840.97 | 677.2393 | 66084.65 | 65754.2266
1836 | 2021-03-18 11:00 | 797.8333 |  | 298.0833 | 28.8783 | 1.1483 | 0.2 | 59.8577 | 17.3298 | 29.8024 | 0 |  | 797.8333 | 501.1551 | 300.5856 | 0.18461 | 501.1551 | 300.5856 | 0.16355 | 497.3182 | 285.8647 | 0 | 767.5193 | 767.4706 | 88452.17 | 72.7317 | 88856.914 | 75923.49 | 73423.58 | 0 | 0 | 72735.695 | 664.0732 | 0 | 0 | 0 | 10.2061 | 72725.49 | 666.3281 | 70783.61 | 70429.6875
1837 | 2021-03-18 12:00 | 801.15 |  | 304.45 | 29.6902 | 1.3275 | 0.2 | 60.3422 | 346.9815 | 28.9547 | 0 |  | 801.15 | 499.2616 | 307.3882 | 0.18537 | 499.2616 | 307.3882 | 0.16423 | 495.6458 | 292.3369 | 0 | 772.2229 | 772.1211 | 88988.945 | 73.4511 | 89395.984 | 76174.96 | 73766.15 | 0 | 0 | 73070.06 | 661.6273 | 0 | 0 | 0 | 169.8929 | 72900.17 | 666.5689 | 70951.51 | 70596.75
1838 | 2021-03-18 13:00 | 728.95 |  | 279.15 | 30.1379 | 0.61708 | 0.2 | 54.5301 | 321.0342 | 34.6692 | 0 |  | 728.95 | 453.233 | 282.2127 | 0.16867 | 453.233 | 282.2127 | 0.14943 | 448.2799 | 268.3961 | 0 | 702.3425 | 702.3541 | 80949.14 | 71.2524 | 81292.75 | 69819.42 | 67238.47 | 0 | 0 | 66671.555 | 672.0235 | 0 | 0 | 0 | 0 | 66671.555 | 672.0235 | 64958.484 | 64633.6914
1839 | 2021-03-18 14:00 | 625.3166 |  | 246.3667 | 30.2442 | 0.425 | 0.2 | 44.8106 | 303.2235 | 44.4624 | 0 |  | 625.3166 | 382.9914 | 249.2646 | 0.14469 | 382.9914 | 249.2646 | 0.12819 | 375.2562 | 237.0624 | 0 | 600.0722 | 599.9341 | 69140.51 | 65.6714 | 69334.64 | 60759 | 58945.758 | 0 | 0 | 58516.453 | 678.6759 | 0 | 0 | 0 | 0 | 58516.453 | 678.6759 | 57040.49 | 56755.2852
1840 | 2021-03-18 15:00 | 456.95 |  | 190.25 | 29.9034 | 0.475 | 0.2 | 33.1955 | 290.933 | 56.1711 | 0 |  | 456.95 | 270.7403 | 192.6921 | 0.10573 | 270.7403 | 192.6921 | 0.093674 | 259.921 | 183.2606 | 0 | 434.3179 | 434.3548 | 50060.74 | 55.4946 | 49917.02 | 45290.84 | 43240.082 | 0 | 0 | 43025.984 | 708.2357 | 0 | 0 | 0 | 0 | 43025.984 | 708.2357 | 41903.414 | 41693.8984
1841 | 2021-03-18 16:00 | 263.65 |  | 117.7667 | 29.0913 | 0.37667 | 0.2 | 20.6912 | 281.5996 | 68.7578 | 0 |  | 263.65 | 149.3915 | 119.5348 | 0.061005 | 149.3915 | 119.5348 | 0.054048 | 136.2171 | 113.6854 | 0 | 244.9044 | 244.8561 | 28220.73 | 43.5824 | 27677.215 | 26091.234 | 24832.963 | 0 | 0 | 24766.615 | 734.817 | 0 | 0 | 0 | 0 | 24766.615 | 734.817 | 23913.525 | 23793.957
1842 | 2021-03-18 17:00 | 68.3167 |  | 50.7333 | 27.9391 | 0.22333 | 0.2 | 7.7872 | 273.6849 | 81.7348 | 0 |  | 68.3167 | 18.6359 | 51.4361 | 0.015808 | 18.6359 | 51.4361 | 0.014005 | 13.0791 | 48.92 | 0 | 60.7591 | 60.7124 | 6997.3154 | 31.5573 | 6302.111 | 6169.516 | 5825.696 | 0 | 0 | 5821.8584 | 725.996 | 0 | 0 | 0 | 0 | 5821.8584 | 725.996 | 5092.456 | 5066.9937
1843 | 2021-03-18 18:00 | 0 |  | 0 | 26.7929 | 0.73375 | 0.2
1844 | 2021-03-18 19:00 | 0 |  | 0 | 25.9078 | 0.96208 | 0.2
1845 | 2021-03-18 20:00 | 0 |  | 0 | 25.0672 | 0.925 | 0.2
1846 | 2021-03-18 21:00 | 0 |  | 0 | 24.2267 | 0.96292 | 0.2
1847 | 2021-03-18 22:00 | 0 |  | 0 | 23.4171 | 0.80167 | 0.2
1848 | 2021-03-18 23:00 | 0 |  | 0 | 22.8036 | 0.63792 | 0.2
1849 | 2021-03-19 | 0 |  | 0 | 22.2447 | 0.7475 | 0.2
1850 | 2021-03-19 01:00 | 0 |  | 0 | 21.6732 | 1.1354 | 0.2
1851 | 2021-03-19 02:00 | 0 |  | 0 | 21.1322 | 1.2604 | 0.2
1852 | 2021-03-19 03:00 | 0 |  | 0 | 20.7982 | 1.5267 | 0.2
1853 | 2021-03-19 04:00 | 0 |  | 0 | 20.5111 | 0.89208 | 0.2
1854 | 2021-03-19 05:00 | 0 |  | 0 | 20.3659 | 0.61375 | 0.2
1855 | 2021-03-19 06:00 | 26.1833 |  | 26.1667 | 20.8492 | 0.53708 | 0.2 | 5.8352 | 87.1991 | 84.5858 | 0 |  | 26.1833 | 0.01545 | 25.9962 | 0.0060585 | 0.01545 | 25.9962 | 0.0053675 | 0.0081802 | 24.7225 | 0 | 24.2361 | 24.2364 | 2793.3184 | 22.2731 | 2219.9648 | 2237.7312 | 2154.7522 | 0 | 0 | 2154.2266 | 711.3729 | 0 | 0 | 0 | 0 | 2154.2266 | 711.3729 | 1810.7571 | 1801.7032470703125
1856 | 2021-03-19 07:00 | 249.5167 |  | 87.0667 | 22.4133 | 0.795 | 0.2 | 18.7482 | 79.363 | 71.6003 | 0 |  | 249.5167 | 159.4509 | 87.5139 | 0.057735 | 159.4509 | 87.5139 | 0.05115 | 142.152 | 83.2233 | 0 | 220.8678 | 220.8801 | 25456.771 | 35.2389 | 24869.234 | 24087.332 | 23140.338 | 0 | 0 | 23086.47 | 749.6305 | 0 | 0 | 0 | 0 | 23086.47 | 749.6305 | 22200.643 | 22089.6387
1857 | 2021-03-19 08:00 | 448.6833 |  | 138 | 24.052 | 1.5467 | 0.2 | 31.2998 | 70.2612 | 58.9639 | 0 |  | 448.6833 | 308.2421 | 139.0856 | 0.10382 | 308.2421 | 139.0856 | 0.091979 | 293.753 | 132.2696 | 0 | 417.5021 | 417.4379 | 48110.258 | 47.476 | 47929.31 | 44685.76 | 42528.8 | 0 | 0 | 42338.168 | 734.0335 | 0 | 0 | 0 | 0 | 42338.168 | 734.0335 | 41231.91 | 41025.75
1858 | 2021-03-19 09:00 | 628.3 |  | 184.9167 | 25.776 | 1.4654 | 0.2 | 43.0368 | 58.4695 | 47.113 | 0 |  | 628.3 | 442.1112 | 186.6023 | 0.14538 | 442.1112 | 186.6023 | 0.1288 | 431.7329 | 177.4602 | 0 | 597.0093 | 597.0072 | 68804.72 | 59.4004 | 68995.58 | 61838.457 | 59727.695 | 0 | 0 | 59312.402 | 698.5695 | 0 | 0 | 0 | 0 | 59312.402 | 698.5695 | 57819.004 | 57529.9102
1859 | 2021-03-19 10:00 | 747.7 |  | 235.6167 | 27.2769 | 1.0767 | 0.2 | 53.0484 | 41.621 | 36.9198 | 0 |  | 747.7 | 512.2716 | 237.8328 | 0.17301 | 512.2716 | 237.8328 | 0.15328 | 505.8456 | 226.1833 | 0 | 717.3884 | 717.3785 | 82680.8 | 68.4019 | 83044.33 | 72097.01 | 69008.695 | 0 | 0 | 68425.305 | 678.384 | 0 | 0 | 0 | 0 | 68425.305 | 678.384 | 66647.2 | 66313.9688
1860 | 2021-03-19 11:00 | 806.5666 |  | 290.4167 | 28.4595 | 1.1717 | 0.2 | 59.4941 | 16.9893 | 30.1585 | 0 |  | 806.5666 | 517.6596 | 292.9207 | 0.18663 | 517.6596 | 292.9207 | 0.16534 | 513.5888 | 278.5754 | 0 | 776.3209 | 776.3771 | 89478.53 | 72.7746 | 89888.625 | 76790.38 | 74315.29 | 0 | 0 | 73616.984 | 666.968 | 0 | 0 | 0 | 2.5361 | 73614.445 | 667.1717 | 71637.945 | 71279.75
1861 | 2021-03-19 12:00 | 819.3667 |  | 288.2667 | 29.3331 | 1.7337 | 0.2 | 59.9401 | 346.9927 | 29.356 | 0 |  | 819.3667 | 533.9038 | 291.3028 | 0.18959 | 533.9038 | 291.3028 | 0.16797 | 529.9174 | 277.0396 | 0 | 790.8178 | 790.8228 | 91145.53 | 73.3331 | 91560.3 | 78047.36 | 74907.695 | 0 | 0 | 74191.86 | 666.5691 | 0 | 0 | 0 | 0 | 74191.86 | 666.5691 | 72192.73 | 71831.7578
1862 | 2021-03-19 13:00 | 793.3833 |  | 213.9167 | 29.9071 | 2.1071 | 0.2 | 54.1585 | 321.2981 | 35.0405 | 0 |  | 793.3833 | 583.9712 | 217.1924 | 0.18358 | 583.9712 | 217.1924 | 0.16264 | 577.4285 | 206.5605 | 0 | 768.3091 | 768.1237 | 88529.04 | 71.9243 | 88931.95 | 76204.805 | 73558.98 | 0 | 0 | 72869.32 | 664.789 | 0 | 0 | 0 | 0 | 72869.32 | 664.789 | 70921.85 | 70567.2422
1863 | 2021-03-19 14:00 | 672.7 |  | 174.5833 | 30.1005 | 2.8975 | 0.2 | 44.485 | 303.5554 | 44.7856 | 0 |  | 672.7 | 503.519 | 177.6893 | 0.15565 | 503.519 | 177.6893 | 0.1379 | 493.1519 | 168.9926 | 0 | 648.9016 | 648.663 | 74761.45 | 64.3297 | 75033.984 | 66078.79 | 63924.297 | 0 | 0 | 63421.6 | 683.187 | 0 | 0 | 0 | 0 | 63421.6 | 683.187 | 61826.336 | 61517.207
1864 | 2021-03-19 15:00 | 506.5667 |  | 116.35 | 29.842 | 2.725 | 0.2 | 32.9042 | 291.2637 | 56.4591 | 0 |  | 506.5667 | 396.2325 | 118.8747 | 0.11721 | 396.2325 | 118.8747 | 0.10385 | 380.1281 | 113.0579 | 0 | 483.3224 | 483.1017 | 55679.965 | 55.5355 | 55641.65 | 50483.33 | 48440.742 | 0 | 0 | 48173.305 | 709.8167 | 0 | 0 | 0 | 0 | 48173.305 | 709.8167 | 46930.324 | 46695.6719
1865 | 2021-03-19 16:00 | 301.35 |  | 83.0167 | 29.0626 | 3.0958 | 0.2 | 20.4204 | 281.9172 | 69.0249 | 0 |  | 301.35 | 223.6991 | 84.9792 | 0.069728 | 223.6991 | 84.9792 | 0.061776 | 203.5957 | 80.822 | 0 | 278.7294 | 278.8488 | 32138.896 | 43.6449 | 31662.312 | 29843.76 | 28155.695 | 0 | 0 | 28069.885 | 736.9183 | 0 | 0 | 0 | 0 | 28069.885 | 736.9183 | 27185.873 | 27049.9434
1866 | 2021-03-19 17:00 | 99.0333 |  | 50.8 | 27.8998 | 3.765 | 0.2 | 7.5259 | 273.9934 | 81.9922 | 0 |  | 99.0333 | 51.2478 | 51.8847 | 0.022915 | 51.2478 | 51.8847 | 0.020302 | 35.397 | 49.348 | 0 | 83.0501 | 82.9274 | 9557.845 | 32.1064 | 8845.541 | 8640.155 | 7918.538 | 0 | 0 | 7911.2847 | 736.2716 | 0 | 0 | 0 | 0 | 7911.2847 | 736.2716 | 7074.032 | 7038.6621
1867 | 2021-03-19 18:00 | 0 |  | 0 | 26.6565 | 5.1096 | 0.2
1868 | 2021-03-19 19:00 | 0 |  | 0 | 25.5109 | 4.2496 | 0.2
1869 | 2021-03-19 20:00 | 0 |  | 0 | 24.3833 | 2.9767 | 0.2
1870 | 2021-03-19 21:00 | 0 |  | 0 | 23.2941 | 3.6354 | 0.2
1871 | 2021-03-19 22:00 | 0 |  | 0 | 22.4246 | 3.0342 | 0.2
1872 | 2021-03-19 23:00 | 0 |  | 0 | 21.4941 | 1.8808 | 0.2
1873 | 2021-03-20 | 0 |  | 0 | 20.6168 | 1.8088 | 0.2
1874 | 2021-03-20 01:00 | 0 |  | 0 | 19.7069 | 2.6408 | 0.2
1875 | 2021-03-20 02:00 | 0 |  | 0 | 18.8407 | 3.7804 | 0.2
1876 | 2021-03-20 03:00 | 0 |  | 0 | 18.2955 | 4.1033 | 0.2
1877 | 2021-03-20 04:00 | 0 |  | 0 | 17.8229 | 3.1221 | 0.2
1878 | 2021-03-20 05:00 | 0 |  | 0 | 17.5384 | 2.0333 | 0.2
1879 | 2021-03-20 06:00 | 25.4333 |  | 25.4167 | 17.9395 | 1.3975 | 0.2 | 5.7016 | 86.8178 | 84.7147 | 0 |  | 25.4333 | 0.015435 | 25.2526 | 0.0058849 | 0.015435 | 25.2526 | 0.0052138 | 0.0080305 | 24.0154 | 0 | 23.5429 | 23.5431 | 2713.3865 | 19.2696 | 2144.252 | 2179.9841 | 2108.1697 | 0 | 0 | 2107.6748 | 719.5657 | 0 | 0 | 0 | 0 | 2107.6748 | 719.5657 | 1770.7139 | 1761.8604
1880 | 2021-03-20 07:00 | 256.45 |  | 76.6333 | 19.44 | 2.6117 | 0.2 | 18.6042 | 78.9667 | 71.7392 | 0 |  | 256.45 | 176.5206 | 77.0873 | 0.059339 | 176.5206 | 77.0873 | 0.052572 | 157.1647 | 73.3078 | 0 | 225.863 | 226.0293 | 26050.572 | 31.5235 | 25472.545 | 24958.066 | 23730.91 | 0 | 0 | 23675.768 | 761.1389 | 0 | 0 | 0 | 0 | 23675.768 | 761.1389 | 22799.92 | 22685.9199
1881 | 2021-03-20 08:00 | 469.1 |  | 108.6833 | 21.0298 | 3.8992 | 0.2 | 31.1312 | 69.8343 | 59.1267 | 0 |  | 469.1 | 357.632 | 109.7447 | 0.10854 | 357.632 | 109.7447 | 0.096165 | 340.6569 | 104.3665 | 0 | 436.1229 | 436.2391 | 50278.344 | 43.024 | 50138.965 | 47430.707 | 44868.49 | 0 | 0 | 44662.55 | 746.2879 | 0 | 0 | 0 | 0 | 44662.55 | 746.2879 | 43501.375 | 43283.8672
1882 | 2021-03-20 09:00 | 650.1333 |  | 159.0833 | 22.4683 | 3.0904 | 0.2 | 42.8242 | 58.0032 | 47.3184 | 0 |  | 650.1333 | 489.6995 | 160.7654 | 0.15043 | 489.6995 | 160.7654 | 0.13328 | 478.0646 | 152.8892 | 0 | 618.3347 | 618.3552 | 71266.74 | 54.813 | 71494.56 | 65097.11 | 63081.207 | 0 | 0 | 62634.52 | 710.6219 | 0 | 0 | 0 | 0 | 62634.52 | 710.6219 | 61067.254 | 60761.918
1883 | 2021-03-20 10:00 | 791.4334 |  | 190.7 | 23.6937 | 3.4967 | 0.2 | 52.7668 | 41.1448 | 37.1928 | 0 |  | 791.4334 | 601.022 | 192.9338 | 0.18313 | 601.022 | 192.9338 | 0.16224 | 593.3472 | 183.4839 | 0 | 761.2944 | 761.2677 | 87741.06 | 62.7845 | 88142.5 | 78084.17 | 75847.9 | 0 | 0 | 75163.06 | 689.0373 | 0 | 0 | 0 | 0 | 75163.06 | 689.0373 | 73125.61 | 72759.9766
1884 | 2021-03-20 11:00 | 875.3333 |  | 186.35 | 24.8657 | 3.4308 | 0.2 | 59.13 | 16.655 | 30.5155 | 0 |  | 875.3333 | 691.0771 | 188.5197 | 0.20254 | 691.0771 | 188.5197 | 0.17944 | 685.496 | 179.2876 | 0 | 847.4879 | 847.4126 | 97667.555 | 68.5105 | 98094.5 | 85129.69 | 82101.59 | 0 | 0 | 81265.47 | 674.1182 | 0 | 0 | 0 | 0 | 81265.47 | 674.1182 | 78980.07 | 78585.1719
1885 | 2021-03-20 12:00 | 874.0333 |  | 197.2667 | 25.7383 | 2.3567 | 0.2 | 59.538 | 347.0023 | 29.7574 | 0 |  | 874.0333 | 680.4226 | 200.2793 | 0.20224 | 680.4226 | 200.2793 | 0.17918 | 675.1865 | 190.4741 | 0 | 848.3474 | 848.1066 | 97746.984 | 71.6068 | 98171.68 | 84221.33 | 81084.06 | 0 | 0 | 80256.914 | 668.2254 | 0 | 0 | 0 | 0 | 80256.914 | 668.2254 | 78013.35 | 77623.2812
1886 | 2021-03-20 13:00 | 845.75 |  | 126.2667 | 26.2686 | 1.8929 | 0.2 | 53.7862 | 321.5563 | 35.4125 | 0 |  | 845.75 | 725.179 | 127.9749 | 0.19569 | 725.179 | 127.9749 | 0.17338 | 716.8503 | 121.7092 | 0 | 821.7883 | 821.7812 | 94713.37 | 71.6611 | 95133.414 | 81577.3 | 78642.44 | 0 | 0 | 77855.41 | 665.4891 | 0 | 0 | 0 | 0 | 77855.41 | 665.4891 | 75710.09 | 75331.5391
1887 | 2021-03-20 14:00 | 712.6834 |  | 118.35 | 26.413 | 1.0783 | 0.2 | 44.1582 | 303.8829 | 45.1101 | 0 |  | 712.6834 | 600.8878 | 120.8151 | 0.1649 | 600.8878 | 120.8151 | 0.1461 | 588.2752 | 114.9021 | 0 | 689.1137 | 689.1629 | 79427.74 | 65.9175 | 79751.71 | 69810.79 | 67153.28 | 0 | 0 | 66602.63 | 682.8369 | 0 | 0 | 0 | 0 | 66602.63 | 682.8369 | 64892.1 | 64567.6406
1888 | 2021-03-20 15:00 | 531.7333 |  | 80.7667 | 26.0853 | 1.125 | 0.2 | 32.6115 | 291.5917 | 56.7484 | 0 |  | 531.7333 | 458.0417 | 82.8249 | 0.12304 | 458.0417 | 82.8249 | 0.109 | 439.1055 | 78.7723 | 0 | 507.5203 | 507.6802 | 58511.812 | 55.1251 | 58524.504 | 53165.94 | 51146.59 | 0 | 0 | 50845.418 | 707.7376 | 0 | 0 | 0 | 0 | 50845.418 | 707.7376 | 49541.098 | 49293.3945
1889 | 2021-03-20 16:00 | 306.8333 |  | 70.9667 | 25.2265 | 0.96292 | 0.2 | 20.1486 | 282.2332 | 69.2931 | 0 |  | 306.8333 | 241.7912 | 72.7981 | 0.070997 | 241.7912 | 72.7981 | 0.0629 | 219.6432 | 69.2373 | 0 | 283.1029 | 282.9075 | 32606.57 | 41.5288 | 32138.082 | 30498.27 | 28840.562 | 0 | 0 | 28752.402 | 741.7213 | 0 | 0 | 0 | 0 | 28752.402 | 741.7213 | 27862.281 | 27722.9707
1890 | 2021-03-20 17:00 | 96.4833 |  | 51.25 | 24.0241 | 1.1829 | 0.2 | 7.264 | 274.3011 | 82.2503 | 0 |  | 96.4833 | 48.1883 | 52.3422 | 0.022325 | 48.1883 | 52.3422 | 0.019779 | 32.7107 | 49.7832 | 0 | 80.8441 | 80.6709 | 9297.408 | 28.6264 | 8586.356 | 8479.802 | 7704.431 | 0 | 0 | 7697.6753 | 747.3464 | 0 | 0 | 0 | 0 | 7697.6753 | 747.3464 | 6867.718 | 6833.3789
1891 | 2021-03-20 18:00 | 0 |  | 0 | 22.9593 | 1.8475 | 0.2
1892 | 2021-03-20 19:00 | 0 |  | 0 | 22.1658 | 1.6421 | 0.2
1893 | 2021-03-20 20:00 | 0 |  | 0 | 21.4146 | 1.0396 | 0.2
1894 | 2021-03-20 21:00 | 0 |  | 0 | 20.6634 | 1.2337 | 0.2
1895 | 2021-03-20 22:00 | 0 |  | 0 | 19.9122 | 1.7467 | 0.2
1896 | 2021-03-20 23:00 | 0 |  | 0 | 19.1972 | 1.9017 | 0.2
1897 | 2021-03-21 | 0 |  | 0 | 18.7025 | 1.4412 | 0.2
1898 | 2021-03-21 01:00 | 0 |  | 0 | 18.2197 | 1.32 | 0.2
1899 | 2021-03-21 02:00 | 0 |  | 0 | 17.7597 | 2.3579 | 0.2
1900 | 2021-03-21 03:00 | 0 |  | 0 | 17.469 | 2.1067 | 0.2
1901 | 2021-03-21 04:00 | 0 |  | 0 | 17.2166 | 1.2033 | 0.2
1902 | 2021-03-21 05:00 | 0 |  | 0 | 17.087 | 1.3242 | 0.2
1903 | 2021-03-21 06:00 | 24.4667 |  | 23.8667 | 17.5778 | 1.2138 | 0.2 | 5.5684 | 86.4366 | 84.8431 | 0 |  | 24.4667 | 0.55536 | 23.7192 | 0.0056612 | 0.55536 | 23.7192 | 0.0050156 | 0.28358 | 22.5572 | 0 | 22.3839 | 22.3847 | 2579.8489 | 18.853 | 2018.1167 | 2053.844 | 1982.9548 | 0 | 0 | 1982.5131 | 716.0012 | 0 | 0 | 0 | 0 | 1982.5131 | 716.0012 | 1663.2515 | 1654.935302734375
1904 | 2021-03-21 07:00 | 276.9833 |  | 65.9667 | 19.3667 | 1.1612 | 0.2 | 18.4598 | 78.5709 | 71.8783 | 0 |  | 276.9833 | 207.1769 | 66.4118 | 0.06409 | 207.1769 | 66.4118 | 0.056781 | 184.2145 | 63.1556 | 0 | 242.4226 | 242.5359 | 27952.95 | 33.2171 | 27405.072 | 26709.781 | 25193.477 | 0 | 0 | 25131.217 | 762.5386 | 0 | 0 | 0 | 0 | 25131.217 | 762.5386 | 24281.854 | 24160.4434
1905 | 2021-03-21 08:00 | 508.8167 |  | 78.6833 | 21.2662 | 1.4846 | 0.2 | 30.9616 | 69.4088 | 59.2903 | 0 |  | 508.8167 | 426.867 | 79.7368 | 0.11773 | 426.867 | 79.7368 | 0.10431 | 406.4063 | 75.8294 | 0 | 472.591 | 472.6924 | 54480.047 | 47.8658 | 54420.418 | 50682.273 | 48618.91 | 0 | 0 | 48369.09 | 731.4126 | 0 | 0 | 0 | 0 | 48369.09 | 731.4126 | 47121.586 | 46885.9805
1906 | 2021-03-21 09:00 | 697.8833 |  | 90.3 | 23.0111 | 1.725 | 0.2 | 42.6103 | 57.5399 | 47.5252 | 0 |  | 697.8833 | 605.9852 | 91.4912 | 0.16148 | 605.9852 | 91.4912 | 0.14306 | 591.4119 | 87.0091 | 0 | 664.8525 | 664.9091 | 76632.27 | 60.0201 | 76931.74 | 68809.49 | 66646.89 | 0 | 0 | 66134.414 | 698.0528 | 0 | 0 | 0 | 0 | 66134.414 | 698.0528 | 64441.06 | 64118.8516
1907 | 2021-03-21 10:00 | 853.1 |  | 119.7167 | 24.5659 | 1.5267 | 0.2 | 52.4838 | 40.6743 | 37.4672 | 0 |  | 853.1 | 733.8194 | 120.9993 | 0.1974 | 733.8194 | 120.9993 | 0.17488 | 724.2799 | 115.0726 | 0 | 822.5654 | 822.554 | 94800.4 | 70.7646 | 95229.02 | 81970.62 | 79627.11 | 0 | 0 | 78831.55 | 668.619 | 0 | 0 | 0 | 0 | 78831.55 | 668.619 | 76646.52 | 76263.2891
1908 | 2021-03-21 11:00 | 931.6834 |  | 128.6 | 25.9425 | 1.4612 | 0.2 | 58.7653 | 16.3268 | 30.8731 | 0 |  | 931.6834 | 805.6163 | 129.9243 | 0.21558 | 805.6163 | 129.9243 | 0.19099 | 798.9359 | 123.5614 | 0 | 904.0474 | 904.1085 | 104200.586 | 76.8731 | 104605.06 | 87976.79 | 85606.23 | 0 | 0 | 84622.82 | 646.7069 | 0 | 0 | 0 | 701.474 | 83921.35 | 658.2093 | 81524.18 | 81116.5547
1909 | 2021-03-21 12:00 | 942.75 |  | 106.65 | 26.9509 | 1.8692 | 0.2 | 59.1359 | 347.0107 | 30.1586 | 0 |  | 942.75 | 840.7203 | 108.0522 | 0.21814 | 840.7203 | 108.0522 | 0.19326 | 834.0545 | 102.7613 | 0 | 918.0795 | 917.757 | 105776.31 | 77.6996 | 106170.44 | 89011.94 | 86208.05 | 0 | 0 | 85207.3 | 647.3787 | 0 | 0 | 0 | 491.7037 | 84715.59 | 657.6054 | 82284.53 | 81873.1094
1910 | 2021-03-21 13:00 | 871.0333 |  | 116.8167 | 27.5428 | 2.9246 | 0.2 | 53.4132 | 321.8091 | 35.7853 | 0 |  | 871.0333 | 760.296 | 118.5017 | 0.20154 | 760.296 | 118.5017 | 0.17856 | 751.3457 | 112.7 | 0 | 846.7648 | 846.6306 | 97576.33 | 72.1634 | 97998.32 | 83886.85 | 80925.445 | 0 | 0 | 80080.87 | 662.8724 | 0 | 0 | 0 | 0.90426 | 80079.96 | 663.0377 | 77843.7 | 77454.4844
1911 | 2021-03-21 14:00 | 738.5333 |  | 99.6333 | 27.6999 | 4.5925 | 0.2 | 43.8302 | 304.206 | 45.4357 | 0 |  | 738.5333 | 646.0641 | 101.4548 | 0.17089 | 646.0641 | 101.4548 | 0.1514 | 632.2389 | 96.4883 | 0 | 714.1527 | 714.1357 | 82305.5 | 62.5869 | 82658.24 | 73239.85 | 70693.48 | 0 | 0 | 70095.945 | 689.2855 | 0 | 0 | 0 | 0 | 70095.945 | 689.2855 | 68254.945 | 67913.6719
1912 | 2021-03-21 15:00 | 549.6 |  | 62.4833 | 27.3204 | 4.675 | 0.2 | 32.3178 | 291.917 | 57.0389 | 0 |  | 549.6 | 494.8935 | 64.0257 | 0.12717 | 494.8935 | 64.0257 | 0.11267 | 474.0804 | 60.8921 | 0 | 524.2731 | 524.1962 | 60413.355 | 52.8325 | 60460.19 | 55367.13 | 53236.26 | 0 | 0 | 52915.504 | 714.1298 | 0 | 0 | 0 | 0 | 52915.504 | 714.1298 | 51564.215 | 51306.3906
1913 | 2021-03-21 16:00 | 317.25 |  | 57.7333 | 26.3574 | 4.9821 | 0.2 | 19.876 | 282.5476 | 69.5621 | 0 |  | 317.25 | 266.1797 | 59.4012 | 0.073407 | 266.1797 | 59.4012 | 0.065036 | 241.3228 | 56.4956 | 0 | 291.8621 | 291.6665 | 33614.652 | 40.3555 | 33164.152 | 31599.176 | 29845.523 | 0 | 0 | 29750.537 | 742.3478 | 0 | 0 | 0 | 0 | 29750.537 | 742.3478 | 28852.797 | 28708.5332
1914 | 2021-03-21 17:00 | 98.35 |  | 46.9 | 24.9858 | 6.0004 | 0.2 | 7.0016 | 274.608 | 82.5089 | 0 |  | 98.35 | 54.9677 | 47.9937 | 0.022757 | 54.9677 | 47.9937 | 0.020162 | 36.6122 | 45.6469 | 0 | 80.614 | 80.6463 | 9294.875 | 28.6811 | 8586.899 | 8478.779 | 7618.9033 | 0 | 0 | 7612.267 | 747.6143 | 0 | 0 | 0 | 0 | 7612.267 | 747.6143 | 6785.464 | 6751.5366
1915 | 2021-03-21 18:00 | 0 |  | 0 | 23.6639 | 7.4942 | 0.2
1916 | 2021-03-21 19:00 | 0 |  | 0 | 23.1187 | 7.5338 | 0.2
1917 | 2021-03-21 20:00 | 0 |  | 0 | 22.6257 | 8.3742 | 0.2
1918 | 2021-03-21 21:00 | 0 |  | 0 | 22.1181 | 7.5825 | 0.2
1919 | 2021-03-21 22:00 | 0 |  | 0 | 21.6105 | 6.9775 | 0.2
1920 | 2021-03-21 23:00 | 0 |  | 0 | 21.1238 | 6.6583 | 0.2
1921 | 2021-03-22 | 0 |  | 0 | 20.764 | 5.0375 | 0.2
1922 | 2021-03-22 01:00 | 0 |  | 0 | 20.4131 | 4.15 | 0.2
1923 | 2021-03-22 02:00 | 0 |  | 0 | 20.0801 | 4.65 | 0.2
1924 | 2021-03-22 03:00 | 0 |  | 0 | 19.8728 | 3.7754 | 0.2
1925 | 2021-03-22 04:00 | 0 |  | 0 | 19.694 | 2.0229 | 0.2
1926 | 2021-03-22 05:00 | 0 |  | 0 | 19.6164 | 1.4275 | 0.2
1927 | 2021-03-22 06:00 | 23.35 |  | 23.35 | 20.08 | 1.3467 | 0.2 | 5.4355 | 86.0557 | 84.9713 | 0 |  | 23.35 | 0 | 23.2061 | 0.0054029 | 0 | 23.2061 | 0.0047867 | 0 | 22.0692 | 0 | 21.6278 | 21.6277 | 2492.698 | 21.3047 | 1936.0027 | 1956.4822 | 1878.1416 | 0 | 0 | 1877.7351 | 703.5211 | 0 | 0 | 0 | 0 | 1877.7351 | 703.5211 | 1573.5148 | 1565.647216796875
1928 | 2021-03-22 07:00 | 240.1 |  | 90.4833 | 21.6149 | 2.0708 | 0.2 | 18.3152 | 78.1758 | 72.0178 | 0 |  | 240.1 | 146.9145 | 90.6349 | 0.055556 | 146.9145 | 90.6349 | 0.04922 | 130.4545 | 86.1916 | 0 | 212.3132 | 212.2942 | 24467.62 | 33.2468 | 23865.25 | 23260.307 | 22068.75 | 0 | 0 | 22020.72 | 757.5906 | 0 | 0 | 0 | 0 | 22020.72 | 757.5906 | 21120.963 | 21015.3574
1929 | 2021-03-22 08:00 | 448.2833 |  | 123.7833 | 23.2004 | 2.2725 | 0.2 | 30.7913 | 68.9848 | 59.4548 | 0 |  | 448.2833 | 322.0793 | 124.8833 | 0.10373 | 322.0793 | 124.8833 | 0.091897 | 306.4883 | 118.7634 | 0 | 416.7467 | 416.8198 | 48039.88 | 45.8299 | 47857.562 | 44860.85 | 43203.715 | 0 | 0 | 43009.383 | 733.9296 | 0 | 0 | 0 | 0 | 43009.383 | 733.9296 | 41887.207 | 41677.7695
1930 | 2021-03-22 09:00 | 607.7833 |  | 195.8667 | 24.8794 | 2.8554 | 0.2 | 42.3951 | 57.0796 | 47.7334 | 0 |  | 607.7833 | 410.883 | 197.5528 | 0.14063 | 410.883 | 197.5528 | 0.12459 | 400.8804 | 187.8743 | 0 | 576.9796 | 577.009 | 66500.98 | 55.3858 | 66654.93 | 60564.715 | 58459.785 | 0 | 0 | 58078.293 | 712.0296 | 0 | 0 | 0 | 0 | 58078.293 | 712.0296 | 56611.953 | 56328.8945
1931 | 2021-03-22 10:00 | 729 |  | 241.1333 | 26.3675 | 3.8062 | 0.2 | 52.1995 | 40.2096 | 37.7432 | 0 |  | 729 | 488.2128 | 243.3554 | 0.16868 | 488.2128 | 243.3554 | 0.14944 | 481.7516 | 231.4356 | 0 | 698.9235 | 698.89 | 80549.55 | 61.7533 | 80892.27 | 71920.72 | 69524.85 | 0 | 0 | 68957.99 | 694.1758 | 0 | 0 | 0 | 0 | 68957.99 | 694.1758 | 67159.94 | 66824.1406
1932 | 2021-03-22 11:00 | 810.5 |  | 269.35 | 27.5697 | 4.0671 | 0.2 | 58.4002 | 16.0049 | 31.2313 | 0 |  | 810.5 | 542.9195 | 272.0543 | 0.18754 | 542.9195 | 272.0543 | 0.16615 | 538.2977 | 258.7316 | 0 | 781.0888 | 781.0991 | 90025 | 66.6512 | 90437.336 | 79017.02 | 76828.945 | 0 | 0 | 76103.38 | 676.6472 | 0 | 0 | 0 | 0 | 76103.38 | 676.6472 | 74028.53 | 73658.3828
1933 | 2021-03-22 12:00 | 808.85 |  | 276.8333 | 28.4543 | 2.9696 | 0.2 | 58.7342 | 347.018 | 30.5596 | 0 |  | 808.85 | 535.0231 | 279.9253 | 0.18716 | 535.0231 | 279.9253 | 0.16581 | 530.6537 | 266.2196 | 0 | 780.9358 | 780.8317 | 89996.26 | 69.5229 | 90406.43 | 78155.49 | 74860.19 | 0 | 0 | 74160.68 | 674.6294 | 0 | 0 | 0 | 0 | 74160.68 | 674.6294 | 72162.766 | 71801.9531
1934 | 2021-03-22 13:00 | 760.55 |  | 230.7667 | 28.9949 | 2.6258 | 0.2 | 53.0397 | 322.0566 | 36.1585 | 0 |  | 760.55 | 534.1307 | 234.0864 | 0.17598 | 534.1307 | 234.0864 | 0.15591 | 527.6865 | 222.6273 | 0 | 735.3076 | 735.2419 | 84736.836 | 68.2752 | 85114.64 | 73916.98 | 71977.52 | 0 | 0 | 71329.414 | 673.1206 | 0 | 0 | 0 | 0 | 71329.414 | 673.1206 | 69441.38 | 69094.1719
1935 | 2021-03-22 14:00 | 634.6333 |  | 191.6667 | 29.1279 | 2.5517 | 0.2 | 43.5012 | 304.5249 | 45.7625 | 0 |  | 634.6333 | 448.0166 | 194.848 | 0.14685 | 448.0166 | 194.848 | 0.1301 | 438.2424 | 185.3112 | 0 | 611.0825 | 611.1228 | 70432.53 | 61.8876 | 70644.09 | 62736.254 | 60387.594 | 0 | 0 | 59953.773 | 692.0646 | 0 | 0 | 0 | 0 | 59953.773 | 692.0646 | 58446.38 | 58154.1484
1936 | 2021-03-22 15:00 | 434.5 |  | 146.4333 | 28.7169 | 2.4571 | 0.2 | 32.0231 | 292.2395 | 57.3304 | 0 |  | 434.5 | 292.7466 | 148.6377 | 0.10054 | 292.7466 | 148.6377 | 0.089072 | 280.2211 | 141.3631 | 0 | 413.1526 | 413.0401 | 47604.742 | 50.9536 | 47414.11 | 43679.53 | 41486.8 | 0 | 0 | 41296.07 | 721.8059 | 0 | 0 | 0 | 0 | 41296.07 | 721.8059 | 40214.633 | 40013.5586
1937 | 2021-03-22 16:00 | 248.2333 |  | 121.8833 | 27.8386 | 3.6079 | 0.2 | 19.6026 | 282.8603 | 69.8319 | 0 |  | 248.2333 | 129.6662 | 123.6727 | 0.057438 | 129.6662 | 123.6727 | 0.050887 | 117.3191 | 117.621 | 0 | 230.2413 | 230.2518 | 26537.107 | 39.6022 | 25966.877 | 24798.29 | 23576.941 | 0 | 0 | 23518.33 | 745.0125 | 0 | 0 | 0 | 0 | 23518.33 | 745.0125 | 22639.658 | 22526.4609
1938 | 2021-03-22 17:00 | 75.9167 |  | 45.3167 | 26.6617 | 3.3775 | 0.2 | 6.7388 | 274.914 | 82.7679 | 0 |  | 75.9167 | 32.7925 | 46.3802 | 0.017566 | 32.7925 | 46.3802 | 0.015563 | 21.3935 | 44.1132 | 0 | 64.1965 | 64.1586 | 7394.301 | 29.9741 | 6699.3135 | 6588.6836 | 6014.035 | 0 | 0 | 6009.766 | 732.946 | 0 | 0 | 0 | 0 | 6009.766 | 732.946 | 5267.3374 | 5241.0005
1939 | 2021-03-22 18:00 | 0 |  | 0 | 25.5191 | 3.2396 | 0.2
1940 | 2021-03-22 19:00 | 0 |  | 0 | 24.8625 | 2.7075 | 0.2
1941 | 2021-03-22 20:00 | 0 |  | 0 | 24.2897 | 1.6196 | 0.2
1942 | 2021-03-22 21:00 | 0 |  | 0 | 23.7169 | 1.1275 | 0.2
1943 | 2021-03-22 22:00 | 0 |  | 0 | 23.1746 | 0.91375 | 0.2
1944 | 2021-03-22 23:00 | 0 |  | 0 | 22.8116 | 0.83708 | 0.2
1945 | 2021-03-23 | 0 |  | 0 | 22.4152 | 1.0708 | 0.2
1946 | 2021-03-23 01:00 | 0 |  | 0 | 21.9902 | 1.7208 | 0.2
1947 | 2021-03-23 02:00 | 0 |  | 0 | 21.6186 | 2.0467 | 0.2
1948 | 2021-03-23 03:00 | 0 |  | 0 | 21.2863 | 2.5467 | 0.2
1949 | 2021-03-23 04:00 | 0 |  | 0 | 21.1575 | 2.7258 | 0.2
1950 | 2021-03-23 05:00 | 0 |  | 0 | 21.1036 | 2.5 | 0.2
1951 | 2021-03-23 06:00 | 5.4333 |  | 5.4333 | 21.1833 | 2.6517 | 0.2 | 5.3028 | 85.675 | 85.0992 | 0 |  | 5.4333 | 0 | 5.4267 | 0.0012572 | 0 | 5.4267 | 0.0011138 | 0 | 5.161 | 0 | 5.0578 | 5.0579 | 582.9394 | 21.4532 | 220.7992 | 220.2001 | 218.2323 | 0 | 0 | 218.2233 | 556.2109 | 0 | 0 | 0 | 25.8779 | 192.3454 | 649.9997 | 158.1639 | 157.3731231689453
1952 | 2021-03-23 07:00 | 40.7167 |  | 40.7167 | 21.4782 | 2.1758 | 0.2 | 18.1703 | 77.7815 | 72.1575 | 0 |  | 40.7167 | 0 | 40.4761 | 0.0094213 | 0 | 40.4761 | 0.0083468 | 0 | 38.4932 | 0 | 37.7233 | 37.7231 | 4347.691 | 23.5353 | 3709.701 | 3726.4465 | 3598.719 | 0 | 0 | 3597.3123 | 726.7342 | 0 | 0 | 0 | 0 | 3597.3123 | 726.7342 | 3072.0981 | 3056.737548828125
1953 | 2021-03-23 08:00 | 98.6 |  | 98.5667 | 21.8894 | 2.4742 | 0.2 | 30.62 | 68.5624 | 59.6201 | 0 |  | 98.6 | 0.033086 | 97.9799 | 0.022815 | 0.033086 | 97.9799 | 0.020213 | 0.031468 | 93.1795 | 0 | 91.3468 | 91.347 | 10528.148 | 26.8035 | 9803.757 | 9748.025 | 9390.893 | 0 | 0 | 9381.914 | 749.6589 | 0 | 0 | 0 | 0 | 9381.914 | 749.6589 | 8517.506 | 8474.918
1954 | 2021-03-23 09:00 | 169.7 |  | 168.6833 | 22.312 | 2.2758 | 0.2 | 42.1786 | 56.6226 | 47.9428 | 0 |  | 169.7 | 1.0142 | 167.762 | 0.039266 | 1.0142 | 167.762 | 0.034788 | 0.98925 | 159.5428 | 0 | 157.3214 | 157.321 | 18131.746 | 30.8518 | 17447.295 | 17132.436 | 16504.479 | 0 | 0 | 16477.06 | 754.2213 | 0 | 0 | 0 | 0 | 16477.06 | 754.2213 | 15590.4375 | 15512.4854
1955 | 2021-03-23 10:00 | 65.4 |  | 65.4 | 22.3592 | 2.6763 | 0.2 | 51.9139 | 39.7507 | 38.0205 | 0 |  | 65.4 | 0 | 65.0234 | 0.015133 | 0 | 65.0234 | 0.013407 | 0 | 61.8376 | 0 | 60.6009 | 60.6009 | 6984.5977 | 25.5894 | 6287.056 | 6275.12 | 6049.622 | 0 | 0 | 6045.779 | 740.4592 | 0 | 0 | 0 | 0 | 6045.779 | 740.4592 | 5300.9287 | 5274.4238
1956 | 2021-03-23 11:00 | 115.5667 |  | 115.5667 | 22.562 | 4.4562 | 0.2 | 58.0348 | 15.6891 | 31.59 | 0 |  | 115.5667 | 0 | 114.9511 | 0.026741 | 0 | 114.9511 | 0.023691 | 0 | 109.3193 | 0 | 107.1329 | 107.1329 | 12347.219 | 27.8282 | 11623.38 | 11520.582 | 11025.683 | 0 | 0 | 11013.473 | 752.6938 | 0 | 0 | 0 | 0 | 11013.473 | 752.6938 | 10166.067 | 10115.2373
1957 | 2021-03-23 12:00 | 572.4833 |  | 367.7 | 23.5104 | 3.9929 | 0.2 | 58.3327 | 347.0244 | 30.9603 | 0 |  | 572.4833 | 205.9664 | 369.7381 | 0.13246 | 205.9664 | 369.7381 | 0.11736 | 204.2343 | 351.632 | 0 | 544.749 | 544.6769 | 62775.508 | 50.8549 | 62866.91 | 57997.254 | 56168.074 | 0 | 0 | 55824.316 | 721.3355 | 0 | 0 | 0 | 0 | 55824.316 | 721.3355 | 54407.84 | 54135.8008
1958 | 2021-03-23 13:00 | 692.5666 |  | 288.5 | 24.7122 | 3.675 | 0.2 | 52.6659 | 322.2989 | 36.532 | 0 |  | 692.5666 | 407.4417 | 291.5994 | 0.16025 | 407.4417 | 291.5994 | 0.14197 | 402.4044 | 277.3235 | 0 | 666.1334 | 666.1012 | 76770.56 | 58.6398 | 77068.85 | 69249.89 | 66811.36 | 0 | 0 | 66294.11 | 701.0108 | 0 | 0 | 0 | 0 | 66294.11 | 701.0108 | 64594.906 | 64271.9297
1959 | 2021-03-23 14:00 | 602.8667 |  | 223.9 | 25.5629 | 3.9096 | 0.2 | 43.1715 | 304.8396 | 46.0901 | 0 |  | 602.8667 | 383.3588 | 226.7277 | 0.13949 | 383.3588 | 226.7277 | 0.12359 | 374.832 | 215.6293 | 0 | 578.652 | 578.4932 | 66673.62 | 54.7154 | 66828.4 | 60845.465 | 58594.117 | 0 | 0 | 58208.85 | 711.5668 | 0 | 0 | 0 | 0 | 58208.85 | 711.5668 | 56739.645 | 56455.9453
1960 | 2021-03-23 15:00 | 574.35 |  | 73.05 | 26.1098 | 4.3571 | 0.2 | 31.7276 | 292.5594 | 57.6228 | 0 |  | 574.35 | 509.5871 | 74.7667 | 0.1329 | 509.5871 | 74.7667 | 0.11774 | 487.4036 | 71.1074 | 0 | 547.3408 | 547.2726 | 63075.86 | 53.1331 | 63168.168 | 57787.32 | 55496.477 | 0 | 0 | 55147.723 | 713.7084 | 0 | 0 | 0 | 0 | 55147.723 | 713.7084 | 53746.324 | 53477.5938
1961 | 2021-03-23 16:00 | 273.5667 |  | 87.7833 | 26.075 | 4.8904 | 0.2 | 19.3287 | 283.1715 | 70.1022 | 0 |  | 273.5667 | 190.7685 | 89.7745 | 0.063299 | 190.7685 | 89.7745 | 0.056081 | 172.2419 | 85.3827 | 0 | 252.4721 | 252.5596 | 29108.557 | 38.2469 | 28580.72 | 27409.883 | 25924.795 | 0 | 0 | 25854.055 | 747.4917 | 0 | 0 | 0 | 0 | 25854.055 | 747.4917 | 24994.914 | 24869.9395
1962 | 2021-03-23 17:00 | 81.9667 |  | 39.55 | 25.5598 | 3.8067 | 0.2 | 6.4758 | 275.2192 | 83.0272 | 0 |  | 81.9667 | 45.6063 | 40.6658 | 0.018966 | 45.6063 | 40.6658 | 0.016803 | 29.0821 | 38.6781 | 0 | 66.405 | 66.3707 | 7649.368 | 28.9201 | 6956.6465 | 6862.604 | 6157.5806 | 0 | 0 | 6152.9014 | 736.0467 | 0 | 0 | 0 | 0 | 6152.9014 | 736.0467 | 5400.991 | 5373.9863
1963 | 2021-03-23 18:00 | 0 |  | 0 | 24.9188 | 3.455 | 0.2
1964 | 2021-03-23 19:00 | 0 |  | 0 | 24.4361 | 2.5792 | 0.2
1965 | 2021-03-23 20:00 | 0 |  | 0 | 23.9833 | 2.4654 | 0.2
1966 | 2021-03-23 21:00 | 0 |  | 0 | 23.552 | 1.78 | 0.2
1967 | 2021-03-23 22:00 | 0 |  | 0 | 23.2408 | 1.3783 | 0.2
1968 | 2021-03-23 23:00 | 0 |  | 0 | 22.867 | 0.91625 | 0.2
1969 | 2021-03-24 | 0 |  | 0 | 22.4661 | 0.55167 | 0.2
1970 | 2021-03-24 01:00 | 0 |  | 0 | 22.0428 | 0.52417 | 0.2
1971 | 2021-03-24 02:00 | 0 |  | 0 | 21.6229 | 0.61375 | 0.2
1972 | 2021-03-24 03:00 | 0 |  | 0 | 21.2674 | 0.24042 | 0.2
1973 | 2021-03-24 04:00 | 0 |  | 0 | 21.069 | 0.11042 | 0.2
1974 | 2021-03-24 05:00 | 0 |  | 0 | 21.0443 | 0.63375 | 0.2
1975 | 2021-03-24 06:00 | 27.3667 |  | 25.3667 | 21.414 | 0.93458 | 0.2 | 5.1704 | 85.2948 | 85.2268 | 0 |  | 27.3667 | 1.8454 | 25.5992 | 0.0063323 | 1.8454 | 25.5992 | 0.0056101 | 0.88334 | 24.3461 | 0 | 24.7249 | 24.7243 | 2849.5723 | 22.8406 | 2273.2546 | 2287.727 | 2211.36 | 0 | 0 | 2210.803 | 712.035 | 0 | 0 | 0 | 0 | 2210.803 | 712.035 | 1859.4777 | 1850.1802978515625
1976 | 2021-03-24 07:00 | 164.9333 |  | 113.25 | 22.39 | 1.3717 | 0.2 | 18.025 | 77.3882 | 72.2976 | 0 |  | 164.9333 | 50.7644 | 112.8189 | 0.038163 | 50.7644 | 112.8189 | 0.033811 | 44.9513 | 107.2896 | 0 | 149.196 | 149.1925 | 17194.764 | 30.8287 | 16501.39 | 16203.117 | 15445.73 | 0 | 0 | 15421.923 | 754.8486 | 0 | 0 | 0 | 0 | 15421.923 | 754.8486 | 14554.063 | 14481.293
1977 | 2021-03-24 08:00 | 342.5167 |  | 207.6167 | 23.4666 | 1.7217 | 0.2 | 30.4479 | 68.1418 | 59.7863 | 0 |  | 342.5167 | 133.9304 | 207.6456 | 0.079254 | 133.9304 | 207.6456 | 0.070215 | 127.3167 | 197.4705 | 0 | 318.2915 | 318.3478 | 36691.453 | 41.1886 | 36294.297 | 34519.63 | 33175.016 | 0 | 0 | 33061.35 | 742.8062 | 0 | 0 | 0 | 0 | 33061.35 | 742.8062 | 32127.482 | 31966.8457
1978 | 2021-03-24 09:00 | 319.8667 |  | 252.2 | 24.024 | 2.3046 | 0.2 | 41.9608 | 56.169 | 48.1536 | 0 |  | 319.8667 | 67.5134 | 252.0876 | 0.074013 | 67.5134 | 252.0876 | 0.065572 | 65.829 | 239.7371 | 0 | 299.4547 | 299.4597 | 34512.31 | 40.2582 | 34075.5 | 32503.549 | 31291.898 | 0 | 0 | 31189.293 | 741.0443 | 0 | 0 | 0 | 0 | 31189.293 | 741.0443 | 30283.318 | 30131.9023
1979 | 2021-03-24 10:00 | 129.4 |  | 129.1833 | 23.8002 | 3.3225 | 0.2 | 51.6271 | 39.2978 | 38.299 | 0 |  | 129.4 | 0.21687 | 128.4836 | 0.029941 | 0.21687 | 128.4836 | 0.026527 | 0.2139 | 122.1888 | 0 | 119.9546 | 119.9548 | 13825.16 | 30.0089 | 13106.674 | 12902.437 | 12416.066 | 0 | 0 | 12400.405 | 749.9078 | 0 | 0 | 0 | 0 | 12400.405 | 749.9078 | 11606.439 | 11548.4072
1980 | 2021-03-24 11:00 | 72.8333 |  | 72.8333 | 23.4843 | 2.9033 | 0.2 | 57.6692 | 15.3795 | 31.949 | 0 |  | 72.8333 | 0 | 72.425 | 0.016853 | 0 | 72.425 | 0.014931 | 0 | 68.8767 | 0 | 67.4991 | 67.4994 | 7779.5015 | 27.0452 | 7071.85 | 7026.3374 | 6749.348 | 0 | 0 | 6744.603 | 741.1035 | 0 | 0 | 0 | 0 | 6744.603 | 741.1035 | 5957.5464 | 5927.7588
1981 | 2021-03-24 12:00 | 286.9333 |  | 269.0833 | 23.7104 | 2.8 | 0.2 | 57.9318 | 347.03 | 31.3605 | 0 |  | 286.9333 | 17.9554 | 270.9887 | 0.066392 | 17.9554 | 270.9887 | 0.058821 | 17.7999 | 257.7144 | 0 | 270.0041 | 270.0102 | 31119.375 | 38.0219 | 30622.943 | 29415.14 | 28268.996 | 0 | 0 | 28185.389 | 738.7961 | 0 | 0 | 0 | 0 | 28185.389 | 738.7961 | 27300.293 | 27163.791
1982 | 2021-03-24 13:00 | 542.4334 |  | 322.3667 | 24.378 | 2.9813 | 0.2 | 52.292 | 322.5365 | 36.9057 | 0 |  | 542.4334 | 221.9375 | 324.4792 | 0.12551 | 221.9375 | 324.4792 | 0.1112 | 219.1261 | 308.5913 | 0 | 517.163 | 517.1536 | 59602.65 | 51.5637 | 59637.723 | 54880.16 | 53184 | 0 | 0 | 52872.22 | 717.1895 | 0 | 0 | 0 | 0 | 52872.22 | 717.1895 | 51521.906 | 51264.2969
1983 | 2021-03-24 14:00 | 551.15 |  | 262.1667 | 24.9483 | 4.1425 | 0.2 | 42.8411 | 305.1502 | 46.4184 | 0 |  | 551.15 | 292.3879 | 265.1033 | 0.12753 | 292.3879 | 265.1033 | 0.11298 | 285.7575 | 252.1261 | 0 | 527.1259 | 527.0913 | 60747.496 | 51.2305 | 60802.48 | 56008.395 | 54423.973 | 0 | 0 | 54094.844 | 716.6883 | 0 | 0 | 0 | 0 | 54094.844 | 716.6883 | 52717.01 | 52453.4258
1984 | 2021-03-24 15:00 | 416.0667 |  | 188.8833 | 25.1396 | 4.8392 | 0.2 | 31.4314 | 292.8766 | 57.9158 | 0 |  | 416.0667 | 231.0048 | 191.3216 | 0.096272 | 231.0048 | 191.3216 | 0.085293 | 220.7724 | 181.9575 | 0 | 394.6753 | 394.629 | 45482.715 | 44.2029 | 45251.402 | 42628.86 | 41203.59 | 0 | 0 | 41022.8 | 733.0173 | 0 | 0 | 0 | 0 | 41022.8 | 733.0173 | 39947.89 | 39748.1523
1985 | 2021-03-24 16:00 | 158.95 |  | 133.1333 | 24.7433 | 6.3975 | 0.2 | 19.0544 | 283.481 | 70.3731 | 0 |  | 158.95 | 26.525 | 134.2884 | 0.036779 | 26.525 | 134.2884 | 0.032584 | 23.8973 | 127.7105 | 0 | 148.5756 | 148.5643 | 17122.379 | 31.4287 | 16428.104 | 16101.745 | 15544.003 | 0 | 0 | 15519.455 | 750.2814 | 0 | 0 | 0 | 0 | 15519.455 | 750.2814 | 14649.644 | 14576.3955
1986 | 2021-03-24 17:00 | 16.3833 |  | 16.3833 | 24.0961 | 5.1296 | 0.2 | 6.2127 | 275.5234 | 83.2866 | 0 |  | 16.3833 | 0 | 16.2234 | 0.0037909 | 0 | 16.2234 | 0.0033586 | 0 | 15.4283 | 0 | 15.1197 | 15.1195 | 1742.537 | 24.8169 | 1236.6688 | 1237.2141 | 1201.398 | 0 | 0 | 1201.2183 | 680.0648 | 0 | 0 | 0 | 0 | 1201.2183 | 680.0648 | 999.0361 | 994.0408935546875
1987 | 2021-03-24 18:00 | 0 |  | 0 | 23.1803 | 3.0375 | 0.2
1988 | 2021-03-24 19:00 | 0 |  | 0 | 21.9048 | 2.1929 | 0.2
1989 | 2021-03-24 20:00 | 0 |  | 0 | 22.3672 | 1.5542 | 0.2
1990 | 2021-03-24 21:00 | 0 |  | 0 | 22.0334 | 1.2267 | 0.2
1991 | 2021-03-24 22:00 | 0 |  | 0 | 21.5111 | 1.1008 | 0.2
1992 | 2021-03-24 23:00 | 0 |  | 0 | 21.5644 | 1.0975 | 0.2
1993 | 2021-03-25 | 0 |  | 0 | 21.521 | 1.7788 | 0.2
1994 | 2021-03-25 01:00 | 0 |  | 0 | 21.2965 | 3.0642 | 0.2
1995 | 2021-03-25 02:00 | 0 |  | 0 | 21.0604 | 4.0967 | 0.2
1996 | 2021-03-25 03:00 | 0 |  | 0 | 20.9137 | 3.8188 | 0.2
1997 | 2021-03-25 04:00 | 0 |  | 0 | 20.7873 | 2.8454 | 0.2
1998 | 2021-03-25 05:00 | 0 |  | 0 | 20.7243 | 2.1275 | 0.2
1999 | 2021-03-25 06:00 | 12.7 |  | 12.7 | 20.9857 | 2.2225 | 0.2 | 5.0382 | 84.9153 | 85.3542 | 0 |  | 12.7 | 0 | 12.6576 | 0.0029386 | 0 | 12.6576 | 0.0026035 | 0 | 12.0377 | 0 | 11.797 | 11.7966 | 1359.6293 | 21.6276 | 887.1562 | 893.6691 | 864.2839 | 0 | 0 | 864.1882 | 670.1157 | 0 | 0 | 0 | 0 | 864.1882 | 670.1157 | 716.0208 | 712.4407
2000 | 2021-03-25 07:00 | 155.6333 |  | 118.7333 | 21.8229 | 2.5483 | 0.2 | 17.8795 | 76.9961 | 72.438 | 0 |  | 155.6333 | 36.2492 | 118.2632 | 0.036011 | 36.2492 | 118.2632 | 0.031905 | 32.0522 | 112.467 | 0 | 141.6288 | 141.6455 | 16325.014 | 29.417 | 15623.776 | 15409.662 | 14775.855 | 0 | 0 | 14754.273 | 757.7131 | 0 | 0 | 0 | 0 | 14754.273 | 757.7131 | 13900.975 | 13831.4697
2001 | 2021-03-25 08:00 | 277.1 |  | 225.7 | 22.0556 | 2.5758 | 0.2 | 30.275 | 67.7232 | 59.9533 | 0 |  | 277.1 | 51.0376 | 227.7631 | 0.064117 | 51.0376 | 227.7631 | 0.056805 | 48.4918 | 216.605 | 0 | 259.7949 | 259.8036 | 29943.297 | 35.9672 | 29426.873 | 28449.28 | 27185.271 | 0 | 0 | 27111.611 | 756.9022 | 0 | 0 | 0 | 0 | 27111.611 | 756.9022 | 26237.41 | 26106.2227
2002 | 2021-03-25 09:00 | 322.5667 |  | 298.55 | 23.2341 | 2.4742 | 0.2 | 41.7418 | 55.7189 | 48.3656 | 0 |  | 322.5667 | 23.9653 | 301.5106 | 0.074637 | 23.9653 | 301.5106 | 0.066126 | 23.3599 | 286.7404 | 0 | 303.8982 | 303.8968 | 35025.07 | 39.5822 | 34597.47 | 33075.39 | 31806.568 | 0 | 0 | 31703.404 | 747.7369 | 0 | 0 | 0 | 0 | 31703.404 | 747.7369 | 30789.986 | 30636.0371
2003 | 2021-03-25 10:00 | 376.25 |  | 340.5833 | 23.9935 | 2.6517 | 0.2 | 51.3392 | 38.8509 | 38.5789 | 0 |  | 376.25 | 35.7044 | 344.074 | 0.087059 | 35.7044 | 344.074 | 0.077131 | 35.2058 | 327.2195 | 0 | 355.1768 | 355.1724 | 40934.7 | 42.9463 | 40616.523 | 38422.703 | 37301.13 | 0 | 0 | 37154.83 | 736.6722 | 0 | 0 | 0 | 0 | 37154.83 | 736.6722 | 36168.605 | 35987.7617
2004 | 2021-03-25 11:00 | 380.0667 |  | 357.2667 | 24.2317 | 2.1275 | 0.2 | 57.3035 | 15.0761 | 32.3084 | 0 |  | 380.0667 | 22.8826 | 355.9193 | 0.087942 | 22.8826 | 355.9193 | 0.077913 | 22.6721 | 338.4832 | 0 | 353.9322 | 353.9409 | 40792.535 | 43.5747 | 40471.7 | 38206.754 | 36903.145 | 0 | 0 | 36759.496 | 736.6337 | 0 | 0 | 0 | 0 | 36759.496 | 736.6337 | 35777.72 | 35598.832
2005 | 2021-03-25 12:00 | 383.9167 |  | 334.8333 | 24.6671 | 2.1983 | 0.2 | 57.5314 | 347.0349 | 31.7602 | 0 |  | 383.9167 | 49.3794 | 338.1285 | 0.088833 | 49.3794 | 338.1285 | 0.078702 | 48.9395 | 321.5664 | 0 | 363.0957 | 363.0968 | 41847.613 | 44.4466 | 41546.746 | 39112.03 | 37621.465 | 0 | 0 | 37472.145 | 735.9518 | 0 | 0 | 0 | 0 | 37472.145 | 735.9518 | 36482.445 | 36300.0312
2006 | 2021-03-25 13:00 | 369.0833 |  | 332.2833 | 25.0438 | 2.2896 | 0.2 | 51.9181 | 322.7693 | 37.2795 | 0 |  | 369.0833 | 37.1183 | 335.8545 | 0.085401 | 37.1183 | 335.8545 | 0.075661 | 36.6367 | 319.4045 | 0 | 348.9203 | 348.9283 | 40214.863 | 43.9727 | 39883.133 | 37600.266 | 36086.465 | 0 | 0 | 35949.926 | 738.1638 | 0 | 0 | 0 | 0 | 35949.926 | 738.1638 | 34977.664 | 34802.7773
2007 | 2021-03-25 14:00 | 343.55 |  | 315.4333 | 25.1702 | 1.9233 | 0.2 | 42.5103 | 305.4567 | 46.7472 | 0 |  | 343.55 | 28.4534 | 319.2801 | 0.079493 | 28.4534 | 319.2801 | 0.070427 | 27.7956 | 303.6428 | 0 | 324.8095 | 324.8 | 37434.086 | 43.0863 | 37050.504 | 35025.953 | 33724.906 | 0 | 0 | 33606.273 | 739.4894 | 0 | 0 | 0 | 0 | 33606.273 | 739.4894 | 32664.633 | 32501.3105
2008 | 2021-03-25 15:00 | 227.25 |  | 208.4667 | 24.9901 | 2.7183 | 0.2 | 31.1348 | 293.1911 | 58.2095 | 0 |  | 227.25 | 19.1048 | 210.4046 | 0.052582 | 19.1048 | 210.4046 | 0.046586 | 18.2437 | 200.0987 | 0 | 213.9756 | 213.9568 | 24659.258 | 36.3727 | 24058.695 | 23223.178 | 22530.56 | 0 | 0 | 22477.787 | 744.2769 | 0 | 0 | 0 | 0 | 22477.787 | 744.2769 | 21583.354 | 21475.4355
2009 | 2021-03-25 16:00 | 121.2 |  | 117.4333 | 24.5599 | 3.1508 | 0.2 | 18.7798 | 283.7888 | 70.6443 | 0 |  | 121.2 | 3.8723 | 117.0136 | 0.028044 | 3.8723 | 117.0136 | 0.024846 | 3.4809 | 111.2822 | 0 | 112.4679 | 112.4618 | 12961.554 | 30.4264 | 12239.489 | 12032.063 | 11597.476 | 0 | 0 | 11583.563 | 745.1919 | 0 | 0 | 0 | 0 | 11583.563 | 745.1919 | 10753.788 | 10700.0186
2010 | 2021-03-25 17:00 | 6.5333 |  | 6.5333 | 23.9058 | 2.5817 | 0.2 | 5.9496 | 275.8268 | 83.546 | 0 |  | 6.5333 | 0 | 6.447 | 0.0015117 | 0 | 6.447 | 0.0013393 | 0 | 6.1309 | 0 | 6.0083 | 6.0086 | 692.5118 | 24.2275 | 305.8394 | 305.819 | 300.6364 | 0 | 0 | 300.6222 | 603.0129 | 0 | 0 | 0 | 16.5943 | 284.0279 | 649.9995 | 233.7961 | 232.62713623046875
2011 | 2021-03-25 18:00 | 0 |  | 0 | 23.4327 | 1.7437 | 0.2
2012 | 2021-03-25 19:00 | 0 |  | 0 | 23.1087 | 1.1533 | 0.2
2013 | 2021-03-25 20:00 | 0 |  | 0 | 22.7098 | 0.99833 | 0.2
2014 | 2021-03-25 21:00 | 0 |  | 0 | 22.2942 | 1.4225 | 0.2
2015 | 2021-03-25 22:00 | 0 |  | 0 | 21.8738 | 1.4275 | 0.2
2016 | 2021-03-25 23:00 | 0 |  | 0 | 21.4405 | 1.1104 | 0.2
2017 | 2021-03-26 | 0 |  | 0 | 21.0959 | 1.8821 | 0.2
2018 | 2021-03-26 01:00 | 0 |  | 0 | 20.7127 | 2.1258 | 0.2
2019 | 2021-03-26 02:00 | 0 |  | 0 | 20.3413 | 1.9 | 0.2
2020 | 2021-03-26 03:00 | 0 |  | 0 | 20.1038 | 2.3175 | 0.2
2021 | 2021-03-26 04:00 | 0 |  | 0 | 19.8967 | 3.5038 | 0.2
2022 | 2021-03-26 05:00 | 0 |  | 0 | 19.7631 | 4.2096 | 0.2
2023 | 2021-03-26 06:00 | 8.1333 |  | 8.1333 | 19.8671 | 4.3 | 0.2 | 4.9061 | 84.5364 | 85.4814 | 0 |  | 8.1333 | 0 | 8.1257 | 0.0018819 | 0 | 8.1257 | 0.0016673 | 0 | 7.7279 | 0 | 7.5733 | 7.5724 | 872.7352 | 20.242 | 456.4955 | 458.5007 | 448.0911 | 0 | 0 | 448.0633 | 645.8681 | 0 | 0 | 0 | 2.9865 | 445.0768 | 655.7234 | 367.0301 | 365.19500732421875
2024 | 2021-03-26 07:00 | 86.9667 |  | 86.6333 | 20.3575 | 4.3362 | 0.2 | 17.7335 | 76.6051 | 72.5787 | 0 |  | 86.9667 | 0.32751 | 86.0728 | 0.020123 | 0.32751 | 86.0728 | 0.017828 | 0.28917 | 81.8555 | 0 | 80.5018 | 80.5013 | 9278.076 | 24.3363 | 8558.301 | 8575.63 | 8171.434 | 0 | 0 | 8164.775 | 758.6671 | 0 | 0 | 0 | 0 | 8164.775 | 758.6671 | 7319.9688 | 7283.3687
2025 | 2021-03-26 08:00 | 241.4833 |  | 192.3333 | 21.2324 | 4.7183 | 0.2 | 30.1012 | 67.3067 | 60.1212 | 0 |  | 241.4833 | 48.8104 | 191.9764 | 0.055876 | 48.8104 | 191.9764 | 0.049504 | 46.3509 | 182.5696 | 0 | 224.342 | 224.3549 | 25857.246 | 32.13 | 25274.842 | 24726.781 | 23827.66 | 0 | 0 | 23771.54 | 756.3792 | 0 | 0 | 0 | 0 | 23771.54 | 756.3792 | 22897.467 | 22782.9785
2026 | 2021-03-26 09:00 | 462.8667 |  | 259.8 | 22.3942 | 5.575 | 0.2 | 41.5216 | 55.2725 | 48.5789 | 0 |  | 462.8667 | 202.6573 | 260.3268 | 0.1071 | 202.6573 | 260.3268 | 0.094887 | 197.4737 | 247.5727 | 0 | 436.1455 | 436.1577 | 50269.1 | 42.7698 | 50129.613 | 47467.562 | 45584.023 | 0 | 0 | 45369.83 | 739.6727 | 0 | 0 | 0 | 0 | 45369.83 | 739.6727 | 44192.06 | 43971.0977
2027 | 2021-03-26 10:00 | 318.05 |  | 302.9167 | 22.8397 | 4.8404 | 0.2 | 51.0503 | 38.4101 | 38.8598 | 0 |  | 318.05 | 15.1511 | 301.5731 | 0.073592 | 15.1511 | 301.5731 | 0.0652 | 14.9358 | 286.7985 | 0 | 295.6996 | 295.6992 | 34079.348 | 37.1232 | 33634.746 | 32405.617 | 31279.092 | 0 | 0 | 31179.959 | 748.1868 | 0 | 0 | 0 | 0 | 31179.959 | 748.1868 | 30274.03 | 30122.6582
2028 | 2021-03-26 11:00 | 431.8833 |  | 366.1167 | 23.1727 | 5.1588 | 0.2 | 56.9378 | 14.7789 | 32.6679 | 0 |  | 431.8833 | 66.0127 | 370.1014 | 0.099932 | 66.0127 | 370.1014 | 0.088535 | 65.3897 | 351.9729 | 0 | 409.0154 | 408.9906 | 47136.566 | 42.6445 | 46936.887 | 44456.684 | 42866.383 | 0 | 0 | 42676.363 | 741.3572 | 0 | 0 | 0 | 0 | 42676.363 | 741.3572 | 41562.08 | 41354.2695
2029 | 2021-03-26 12:00 | 482.4 |  | 391.0333 | 23.6297 | 5.3887 | 0.2 | 57.1318 | 347.0395 | 32.1592 | 0 |  | 482.4 | 91.9296 | 392.103 | 0.11162 | 91.9296 | 392.103 | 0.098891 | 91.087 | 372.9 | 0 | 454.7072 | 454.68 | 52402.8 | 45.0514 | 52304.1 | 49167.84 | 47906.754 | 0 | 0 | 47662.164 | 731.7539 | 0 | 0 | 0 | 0 | 47662.164 | 731.7539 | 46431.008 | 46198.8516
2030 | 2021-03-26 13:00 | 443.9 |  | 358.6167 | 23.8964 | 5.05 | 0.2 | 51.5442 | 322.9976 | 37.6531 | 0 |  | 443.9 | 86.0339 | 359.8088 | 0.10271 | 86.0339 | 359.8088 | 0.090999 | 84.8903 | 342.1891 | 0 | 418.5378 | 418.5053 | 48233.617 | 43.92 | 48055.027 | 45332.234 | 43852.05 | 0 | 0 | 43648.883 | 735.0857 | 0 | 0 | 0 | 0 | 43648.883 | 735.0857 | 42511.582 | 42299.0234
2031 | 2021-03-26 14:00 | 282.3 |  | 269.2167 | 23.7979 | 5.2775 | 0.2 | 42.1791 | 305.7593 | 47.0764 | 0 |  | 282.3 | 13.2426 | 268.3009 | 0.06532 | 13.2426 | 268.3009 | 0.057871 | 12.9304 | 255.1585 | 0 | 262.7271 | 262.7419 | 30281.598 | 36.2395 | 29770.9 | 28757.44 | 27473.418 | 0 | 0 | 27396.672 | 750.4254 | 0 | 0 | 0 | 0 | 27396.672 | 750.4254 | 26519.402 | 26386.8066
2032 | 2021-03-26 15:00 | 213.5833 |  | 200.9333 | 23.5073 | 4.4912 | 0.2 | 30.8378 | 293.5029 | 58.5035 | 0 |  | 213.5833 | 12.8703 | 200.2429 | 0.04942 | 12.8703 | 200.2429 | 0.043784 | 12.2799 | 190.4345 | 0 | 198.6601 | 198.657 | 22895.156 | 33.2569 | 22269.223 | 21707.166 | 20991.104 | 0 | 0 | 20946.549 | 750.4895 | 0 | 0 | 0 | 0 | 20946.549 | 750.4895 | 20038.121 | 19937.9297
2033 | 2021-03-26 16:00 | 122.2167 |  | 118.35 | 23.1545 | 4.5613 | 0.2 | 18.505 | 284.0949 | 70.9156 | 0 |  | 122.2167 | 3.9776 | 117.946 | 0.028279 | 3.9776 | 117.946 | 0.025054 | 3.5673 | 112.169 | 0 | 113.4216 | 113.4109 | 13071.332 | 28.7028 | 12349.682 | 12206.892 | 11690.16 | 0 | 0 | 11676.402 | 752.3649 | 0 | 0 | 0 | 0 | 11676.402 | 752.3649 | 10850.071 | 10795.8213
2034 | 2021-03-26 17:00 | 6.1167 |  | 6.1167 | 22.6333 | 4.3342 | 0.2 | 5.6867 | 276.1291 | 83.8052 | 0 |  | 6.1167 | 0 | 6.0332 | 0.0014153 | 0 | 6.0332 | 0.0012539 | 0 | 5.7374 | 0 | 5.6226 | 5.6235 | 648.1223 | 22.9113 | 270.5153 | 270.2957 | 266.2646 | 0 | 0 | 266.2529 | 590.7952 | 0 | 0 | 0 | 19.0437 | 247.2091 | 649.9998 | 203.4042 | 202.38714599609375
2035 | 2021-03-26 18:00 | 0 |  | 0 | 22.4012 | 2.7687 | 0.2
2036 | 2021-03-26 19:00 | 0 |  | 0 | 22.3004 | 3.07 | 0.2
2037 | 2021-03-26 20:00 | 0 |  | 0 | 22.147 | 3.6925 | 0.2
2038 | 2021-03-26 21:00 | 0 |  | 0 | 21.7576 | 4.5146 | 0.2
2039 | 2021-03-26 22:00 | 0 |  | 0 | 21.7692 | 3.3325 | 0.2
2040 | 2021-03-26 23:00 | 0 |  | 0 | 21.7677 | 2.9671 | 0.2
2041 | 2021-03-27 | 0 |  | 0 | 21.6912 | 2.0817 | 0.2
2042 | 2021-03-27 01:00 | 0 |  | 0 | 21.7581 | 1.6008 | 0.2
2043 | 2021-03-27 02:00 | 0 |  | 0 | 21.4598 | 1.7854 | 0.2
2044 | 2021-03-27 03:00 | 0 |  | 0 | 21.1186 | 2.0467 | 0.2
2045 | 2021-03-27 04:00 | 0 |  | 0 | 20.456 | 2.5225 | 0.2
2046 | 2021-03-27 05:00 | 0 |  | 0 | 20.8572 | 2.6242 | 0.2
2047 | 2021-03-27 06:00 | 8.0333 |  | 8.0333 | 21.9572 | 2.6775 | 0.2 | 4.7743 | 84.1584 | 85.6084 | 0 |  | 8.0333 | 0 | 8.0385 | 0.0018588 | 0 | 8.0385 | 0.0016468 | 0 | 7.6449 | 0 | 7.492 | 7.4923 | 863.4836 | 22.3565 | 448.5925 | 449.6751 | 439.8403 | 0 | 0 | 439.8127 | 639.931 | 0 | 0 | 0 | 4.8929 | 434.9198 | 653.6821 | 358.6131 | 356.8200378417969
2048 | 2021-03-27 07:00 | 90 |  | 89.5167 | 22.9595 | 2.0671 | 0.2 | 17.5872 | 76.2155 | 72.7198 | 0 |  | 90 | 0.47495 | 88.9342 | 0.020825 | 0.47495 | 88.9342 | 0.01845 | 0.41871 | 84.5766 | 0 | 83.2954 | 83.295 | 9599.806 | 27.5241 | 8878.373 | 8807.85 | 8470.31 | 0 | 0 | 8462.969 | 746.5036 | 0 | 0 | 0 | 0 | 8462.969 | 746.5036 | 7610.808 | 7572.7544
2049 | 2021-03-27 08:00 | 159.1333 |  | 151.9333 | 23.5808 | 1.6783 | 0.2 | 29.9266 | 66.8923 | 60.2899 | 0 |  | 159.1333 | 7.1513 | 151.0448 | 0.036821 | 7.1513 | 151.0448 | 0.032622 | 6.7872 | 143.6443 | 0 | 147.4229 | 147.4273 | 16991.121 | 31.8041 | 16295.444 | 15952.496 | 15418.189 | 0 | 0 | 15394.015 | 747.9099 | 0 | 0 | 0 | 0 | 15394.015 | 747.9099 | 14526.723 | 14454.0889
2050 | 2021-03-27 09:00 | 203.1 |  | 190.15 | 24.1947 | 1.3371 | 0.2 | 41.3002 | 54.8299 | 48.7933 | 0 |  | 203.1 | 12.9255 | 189.134 | 0.046994 | 12.9255 | 189.134 | 0.041635 | 12.5907 | 179.8676 | 0 | 188.6092 | 188.6116 | 21738.006 | 34.8798 | 21096.48 | 20456.08 | 19720.166 | 0 | 0 | 19680.582 | 747.8633 | 0 | 0 | 0 | 0 | 19680.582 | 747.8633 | 18768.855 | 18675.0117
2051 | 2021-03-27 10:00 | 280.6833 |  | 265.85 | 24.8074 | 1.6863 | 0.2 | 50.7603 | 37.9755 | 39.1419 | 0 |  | 280.6833 | 14.8525 | 264.6177 | 0.064946 | 14.8525 | 264.6177 | 0.05754 | 14.6376 | 251.6536 | 0 | 260.9654 | 260.9653 | 30076.367 | 39.3584 | 29562.172 | 28272.738 | 27144.467 | 0 | 0 | 27069.455 | 746.1347 | 0 | 0 | 0 | 0 | 27069.455 | 746.1347 | 26195.719 | 26064.7402
2052 | 2021-03-27 11:00 | 283.1833 |  | 274.7167 | 25.213 | 1.5388 | 0.2 | 56.5722 | 14.4879 | 33.0275 | 0 |  | 283.1833 | 8.4993 | 273.5385 | 0.065525 | 8.4993 | 273.5385 | 0.058052 | 8.4171 | 260.1379 | 0 | 263.1838 | 263.1842 | 30333.133 | 39.9866 | 29823.244 | 28465.346 | 27542.027 | 0 | 0 | 27463.387 | 741.4104 | 0 | 0 | 0 | 0 | 27463.387 | 741.4104 | 26585.418 | 26452.4922
2053 | 2021-03-27 12:00 | 278.7333 |  | 270.85 | 25.6312 | 1.4879 | 0.2 | 56.7329 | 347.0437 | 32.5573 | 0 |  | 278.7333 | 7.9329 | 269.7442 | 0.064495 | 7.9329 | 269.7442 | 0.05714 | 7.8582 | 256.5298 | 0 | 259.1002 | 259.1006 | 29861.674 | 40.2093 | 29343.824 | 27986.93 | 26938.475 | 0 | 0 | 26862.781 | 739.3768 | 0 | 0 | 0 | 0 | 26862.781 | 739.3768 | 25991.363 | 25861.4082
2054 | 2021-03-27 13:00 | 273.2667 |  | 264.9333 | 25.9176 | 1.4612 | 0.2 | 51.1707 | 323.2215 | 38.0265 | 0 |  | 273.2667 | 8.408 | 263.8986 | 0.06323 | 8.408 | 263.8986 | 0.056019 | 8.2935 | 250.9709 | 0 | 254.0791 | 254.0751 | 29282.84 | 40.2303 | 28755.348 | 27421.668 | 26535.174 | 0 | 0 | 26461.662 | 740.0833 | 0 | 0 | 0 | 0 | 26461.662 | 740.0833 | 25594.936 | 25466.9609
2055 | 2021-03-27 14:00 | 215.95 |  | 210.7 | 25.8987 | 1.6638 | 0.2 | 41.8477 | 306.058 | 47.4059 | 0 |  | 215.95 | 5.3149 | 209.8206 | 0.049968 | 5.3149 | 209.8206 | 0.044269 | 5.1872 | 199.5421 | 0 | 200.6347 | 200.6301 | 23123.139 | 37.097 | 22500.396 | 21666.295 | 21018.24 | 0 | 0 | 20972.586 | 743.2795 | 0 | 0 | 0 | 0 | 20972.586 | 743.2795 | 20064.305 | 19963.9824
2056 | 2021-03-27 15:00 | 149.2333 |  | 148.8833 | 25.4836 | 1.1904 | 0.2 | 30.5406 | 293.812 | 58.7978 | 0 |  | 149.2333 | 0.35621 | 148.2053 | 0.034531 | 0.35621 | 148.2053 | 0.030593 | 0.33958 | 140.9451 | 0 | 138.459 | 138.4586 | 15957.903 | 33.38 | 15253.355 | 14856.673 | 14259.183 | 0 | 0 | 14238.313 | 747.2408 | 0 | 0 | 0 | 0 | 14238.313 | 747.2408 | 13397.693 | 13330.7051
2057 | 2021-03-27 16:00 | 63.4 |  | 63.4 | 24.6966 | 1.1362 | 0.2 | 18.2303 | 284.3994 | 71.187 | 0 |  | 63.4 | 0 | 63.0094 | 0.01467 | 0 | 63.0094 | 0.012997 | 0 | 59.9224 | 0 | 58.7239 | 58.7239 | 6768.1206 | 28.0539 | 6073.8237 | 6015.235 | 5840.8965 | 0 | 0 | 5837.2354 | 730.9701 | 0 | 0 | 0 | 0 | 5837.2354 | 730.9701 | 5106.7427 | 5081.209
2058 | 2021-03-27 17:00 | 5.7833 |  | 5.7833 | 23.3296 | 1.4338 | 0.2 | 5.4241 | 276.4306 | 84.0642 | 0 |  | 5.7833 | 0 | 5.7019 | 0.0013382 | 0 | 5.7019 | 0.0011856 | 0 | 5.4223 | 0 | 5.3138 | 5.3147 | 612.5319 | 23.6293 | 243.0482 | 242.8522 | 240.2177 | 0 | 0 | 240.2073 | 562.7513 | 0 | 0 | 0 | 25.0629 | 215.1445 | 649.9996 | 176.9571 | 176.0723
2059 | 2021-03-27 18:00 | 0 |  | 0 | 23.3032 | 2.0796 | 0.2
2060 | 2021-03-27 19:00 | 0 |  | 0 | 22.4903 | 3.0233 | 0.2
2061 | 2021-03-27 20:00 | 0 |  | 0 | 23.2637 | 2.6612 | 0.2
2062 | 2021-03-27 21:00 | 0 |  | 0 | 23.23 | 3.445 | 0.2
2063 | 2021-03-27 22:00 | 0 |  | 0 | 22.8675 | 3.8779 | 0.2
2064 | 2021-03-27 23:00 | 0 |  | 0 | 22.2747 | 5.4096 | 0.2
2065 | 2021-03-28 | 0 |  | 0 | 21.9873 | 4.5792 | 0.2
2066 | 2021-03-28 01:00 | 0 |  | 0 | 21.3992 | 5.0642 | 0.2
2067 | 2021-03-28 02:00 | 0 |  | 0 | 20.7844 | 6.4 | 0.2
2068 | 2021-03-28 03:00 | 0 |  | 0 | 20.4013 | 5.1583 | 0.2
2069 | 2021-03-28 04:00 | 0 |  | 0 | 20.0705 | 4.9725 | 0.2
2070 | 2021-03-28 05:00 | 0 |  | 0 | 19.8712 | 5.1567 | 0.2
2071 | 2021-03-28 06:00 | 16.05 |  | 16.05 | 20.1497 | 3.6204 | 0.2 | 4.6426 | 83.7814 | 85.7353 | 0 |  | 16.05 | 0 | 16.0017 | 0.0037137 | 0 | 16.0017 | 0.0032902 | 0 | 15.2179 | 0 | 14.9135 | 14.9129 | 1718.7354 | 20.9111 | 1214.7676 | 1227.4303 | 1187.6052 | 0 | 0 | 1187.4314 | 685.9997 | 0 | 0 | 0 | 0 | 1187.4314 | 685.9997 | 987.4174 | 982.4802856445312
2072 | 2021-03-28 07:00 | 189.4167 |  | 110.2 | 21.2781 | 3.4646 | 0.2 | 17.4406 | 75.8273 | 72.8612 | 0 |  | 189.4167 | 77.8546 | 110.0067 | 0.043828 | 77.8546 | 110.0067 | 0.03883 | 68.5321 | 104.6147 | 0 | 169.6839 | 169.748 | 19563.791 | 30.0074 | 18895.76 | 18603.92 | 17742.504 | 0 | 0 | 17711.723 | 760.0334 | 0 | 0 | 0 | 0 | 17711.723 | 760.0334 | 16809.746 | 16725.6973
2073 | 2021-03-28 08:00 | 350.95 |  | 206.75 | 22.4991 | 3.0362 | 0.2 | 29.7511 | 66.4804 | 60.4595 | 0 |  | 350.95 | 143.2442 | 206.8045 | 0.081205 | 143.2442 | 206.8045 | 0.071944 | 135.877 | 196.6708 | 0 | 325.8968 | 325.9126 | 37562.598 | 39.5889 | 37181.46 | 35547.355 | 34071.453 | 0 | 0 | 33953.45 | 748.0564 | 0 | 0 | 0 | 0 | 33953.45 | 748.0564 | 33006.984 | 32841.9492
2074 | 2021-03-28 09:00 | 537.6834 |  | 238.35 | 23.7387 | 3.6854 | 0.2 | 41.0777 | 54.3913 | 49.0089 | 0 |  | 537.6834 | 298.8053 | 239.634 | 0.12441 | 298.8053 | 239.634 | 0.11022 | 290.9681 | 227.8941 | 0 | 508.485 | 508.4923 | 58601.984 | 49.6263 | 58619.26 | 54294.75 | 52572.074 | 0 | 0 | 52272.035 | 722.1857 | 0 | 0 | 0 | 0 | 52272.035 | 722.1857 | 50935.293 | 50680.6172
2075 | 2021-03-28 10:00 | 696.1 |  | 242.8167 | 25.1188 | 3.5708 | 0.2 | 50.4695 | 37.5472 | 39.4249 | 0 |  | 696.1 | 453.9248 | 245.0667 | 0.16107 | 453.9248 | 245.0667 | 0.1427 | 447.2362 | 233.0635 | 0 | 666.6937 | 666.6972 | 76838.65 | 59.2381 | 77140.836 | 69190.79 | 66418.42 | 0 | 0 | 65913.7 | 702.8417 | 0 | 0 | 0 | 0 | 65913.7 | 702.8417 | 64228.42 | 63907.2812
2076 | 2021-03-28 11:00 | 750.1 |  | 289.85 | 26.237 | 4.935 | 0.2 | 56.2068 | 14.203 | 33.387 | 0 |  | 750.1 | 462.0829 | 292.408 | 0.17356 | 462.0829 | 292.408 | 0.15377 | 457.4962 | 278.0885 | 0 | 720.8731 | 720.8499 | 83080.71 | 60.9075 | 83447.086 | 74411.54 | 71951.63 | 0 | 0 | 71347.516 | 695.134 | 0 | 0 | 0 | 0 | 71347.516 | 695.134 | 69458.79 | 69111.4922
2077 | 2021-03-28 12:00 | 751.8 |  | 279.6333 | 27.0297 | 6.4725 | 0.2 | 56.335 | 347.0477 | 32.9546 | 0 |  | 751.8 | 475.1986 | 282.5708 | 0.17396 | 475.1986 | 282.5708 | 0.15412 | 470.5931 | 268.7355 | 0 | 724.5419 | 724.4109 | 83490.15 | 59.5174 | 83859.17 | 75138.71 | 72621.7 | 0 | 0 | 72011.11 | 698.8542 | 0 | 0 | 0 | 0 | 72011.11 | 698.8542 | 70096.86 | 69746.375
2078 | 2021-03-28 13:00 | 704.25 |  | 253.85 | 27.4997 | 5.7292 | 0.2 | 50.7977 | 323.4413 | 38.3994 | 0 |  | 704.25 | 454.5016 | 256.8653 | 0.16295 | 454.5016 | 256.8653 | 0.14437 | 448.1656 | 244.2904 | 0 | 678.6069 | 678.3904 | 78186.805 | 58.97 | 78501.34 | 70457.81 | 67941.19 | 0 | 0 | 67403.43 | 698.6123 | 0 | 0 | 0 | 0 | 67403.43 | 698.6123 | 65663.34 | 65335.0273
2079 | 2021-03-28 14:00 | 566.2333 |  | 237.7167 | 27.5874 | 5.8 | 0.2 | 41.5164 | 306.3528 | 47.7354 | 0 |  | 566.2333 | 332.6457 | 240.5998 | 0.13102 | 332.6457 | 240.5998 | 0.11608 | 324.4968 | 228.8226 | 0 | 542.2529 | 542.2313 | 62493.6 | 52.6604 | 62578.71 | 57368.21 | 55570.57 | 0 | 0 | 55225.22 | 713.7502 | 0 | 0 | 0 | 0 | 55225.22 | 713.7502 | 53822.09 | 53552.9805
2080 | 2021-03-28 15:00 | 405.2333 |  | 182.2667 | 27.2467 | 5.5517 | 0.2 | 30.2433 | 294.1185 | 59.0921 | 0 |  | 405.2333 | 226.9861 | 184.6795 | 0.093765 | 226.9861 | 184.6795 | 0.083072 | 216.2014 | 175.6408 | 0 | 384.0054 | 384.162 | 44275.617 | 45.2124 | 44021.383 | 41327.918 | 39297.63 | 0 | 0 | 39134.742 | 738.6094 | 0 | 0 | 0 | 0 | 39134.742 | 738.6094 | 38105.168 | 37914.6406
2081 | 2021-03-28 16:00 | 229.15 |  | 102.3833 | 26.4846 | 5.4638 | 0.2 | 17.9557 | 284.7022 | 71.4583 | 0 |  | 229.15 | 130.5714 | 104.0746 | 0.053022 | 130.5714 | 104.0746 | 0.046975 | 116.5397 | 98.9825 | 0 | 211.2118 | 211.2657 | 24348.379 | 36.4042 | 23745.686 | 22907.004 | 21687.002 | 0 | 0 | 21637.371 | 748.7497 | 0 | 0 | 0 | 0 | 21637.371 | 748.7497 | 20733.9 | 20630.2305
2082 | 2021-03-28 17:00 | 27.0167 |  | 26.9667 | 25.4245 | 5.3233 | 0.2 | 5.162 | 276.731 | 84.3227 | 0 |  | 27.0167 | 0.054911 | 26.8424 | 0.0062513 | 0.054911 | 26.8424 | 0.0055384 | 0.029871 | 25.5276 | 0 | 25.0463 | 25.0459 | 2886.6418 | 26.6081 | 2308.4282 | 2297.307 | 2208.6753 | 0 | 0 | 2208.0952 | 695.8861 | 0 | 0 | 0 | 0 | 2208.0952 | 695.8861 | 1857.1444 | 1847.858642578125
2083 | 2021-03-28 18:00 | 0 |  | 0 | 24.5922 | 5.9304 | 0.2
2084 | 2021-03-28 19:00 | 0 |  | 0 | 23.8301 | 6.4083 | 0.2
2085 | 2021-03-28 20:00 | 0 |  | 0 | 23.1994 | 4.215 | 0.2
2086 | 2021-03-28 21:00 | 0 |  | 0 | 22.5385 | 3.3775 | 0.2
2087 | 2021-03-28 22:00 | 0 |  | 0 | 21.8682 | 3.2154 | 0.2
2088 | 2021-03-28 23:00 | 0 |  | 0 | 21.2179 | 2.775 | 0.2
2089 | 2021-03-29 | 0 |  | 0 | 20.6881 | 3.125 | 0.2
2090 | 2021-03-29 01:00 | 0 |  | 0 | 20.1555 | 2.7508 | 0.2
2091 | 2021-03-29 02:00 | 0 |  | 0 | 19.6491 | 3.0958 | 0.2
2092 | 2021-03-29 03:00 | 0 |  | 0 | 19.3319 | 3.4388 | 0.2
2093 | 2021-03-29 04:00 | 0 |  | 0 | 19.0574 | 2.7704 | 0.2
2094 | 2021-03-29 05:00 | 0 |  | 0 | 18.8928 | 1.7575 | 0.2
2095 | 2021-03-29 06:00 | 13.9167 |  | 13.6333 | 19.1584 | 1.1025 | 0.2 | 4.511 | 83.4055 | 85.862 | 0 |  | 13.9167 | 0.23485 | 13.6228 | 0.0032201 | 0.23485 | 13.6228 | 0.0028529 | 0.10262 | 12.9556 | 0 | 12.7971 | 12.7974 | 1474.9183 | 19.8912 | 991.6381 | 1003.3724 | 976.3975 | 0 | 0 | 976.2783 | 678.7432 | 0 | 0 | 0 | 0 | 976.2783 | 678.7432 | 809.9118 | 805.8622436523438
2096 | 2021-03-29 07:00 | 179.1 |  | 122.6 | 20.3037 | 1.1958 | 0.2 | 17.2935 | 75.4408 | 73.003 | 0 |  | 179.1 | 55.5371 | 122.1029 | 0.041441 | 55.5371 | 122.1029 | 0.036715 | 48.8108 | 116.1184 | 0 | 161.6306 | 161.6304 | 18628.48 | 29.5193 | 17949.688 | 17699.018 | 16801.033 | 0 | 0 | 16773.39 | 764.3524 | 0 | 0 | 0 | 0 | 16773.39 | 764.3524 | 15882.432 | 15803.0195
2097 | 2021-03-29 08:00 | 390.3 |  | 172.9 | 21.7184 | 1.8596 | 0.2 | 29.5748 | 66.0709 | 60.63 | 0 |  | 390.3 | 215.9901 | 173.5703 | 0.09031 | 215.9901 | 173.5703 | 0.080011 | 204.766 | 165.065 | 0 | 362.4343 | 362.4857 | 41777.69 | 41.7713 | 41475.547 | 39384.88 | 37751.176 | 0 | 0 | 37605.645 | 744.5576 | 0 | 0 | 0 | 0 | 37605.645 | 744.5576 | 36613.08 | 36430.0117
2098 | 2021-03-29 09:00 | 529.6167 |  | 254 | 22.9838 | 2.0433 | 0.2 | 40.8541 | 53.9569 | 49.2257 | 0 |  | 529.6167 | 275.1656 | 255.241 | 0.12255 | 275.1656 | 255.241 | 0.10857 | 267.8566 | 242.7365 | 0 | 500.3813 | 500.4074 | 57674.227 | 50.4361 | 57674.44 | 53272.633 | 51517.03 | 0 | 0 | 51225.49 | 721.7823 | 0 | 0 | 0 | 0 | 51225.49 | 721.7823 | 49912.508 | 49662.9453
2099 | 2021-03-29 10:00 | 597.4833 |  | 251.6833 | 23.9672 | 3.2225 | 0.2 | 50.1779 | 37.1253 | 39.7089 | 0 |  | 597.4833 | 346.331 | 253.6555 | 0.13825 | 346.331 | 253.6555 | 0.12248 | 341.1356 | 241.2314 | 0 | 570.7196 | 570.7056 | 65776.484 | 53.6406 | 65918.42 | 60248.133 | 58327.1 | 0 | 0 | 57947.77 | 712.954 | 0 | 0 | 0 | 0 | 57947.77 | 712.954 | 56484.305 | 56201.8828
2100 | 2021-03-29 11:00 | 693.7 |  | 326.9 | 24.9416 | 2.4704 | 0.2 | 55.8417 | 13.9242 | 33.7464 | 0 |  | 693.7 | 368.3053 | 329.4474 | 0.16051 | 368.3053 | 329.4474 | 0.14221 | 364.5572 | 313.3138 | 0 | 664.3135 | 664.353 | 76569.65 | 60.6865 | 76867.04 | 68587.336 | 66054.69 | 0 | 0 | 65546.07 | 697.1339 | 0 | 0 | 0 | 0 | 65546.07 | 697.1339 | 63874.195 | 63554.8242
2101 | 2021-03-29 12:00 | 655.1333 |  | 341.0333 | 25.6039 | 2.0562 | 0.2 | 55.9381 | 347.0517 | 33.3509 | 0 |  | 655.1333 | 316.1582 | 343.0407 | 0.15159 | 316.1582 | 343.0407 | 0.1343 | 313.0086 | 326.2424 | 0 | 626.466 | 626.3675 | 72191.05 | 59.9462 | 72430.77 | 64789.883 | 62757.74 | 0 | 0 | 62299.793 | 697.13 | 0 | 0 | 0 | 0 | 62299.793 | 697.13 | 60741.6 | 60437.8945
2102 | 2021-03-29 13:00 | 653.0833 |  | 289.7333 | 26.0547 | 3.4829 | 0.2 | 50.4252 | 323.657 | 38.7718 | 0 |  | 653.0833 | 366.715 | 292.8418 | 0.15111 | 366.715 | 292.8418 | 0.13388 | 361.4809 | 278.5054 | 0 | 627.1866 | 627.0556 | 72269.414 | 58.2739 | 72509.86 | 65233.707 | 63025.246 | 0 | 0 | 62564.73 | 700.8311 | 0 | 0 | 0 | 0 | 62564.73 | 700.8311 | 60999.938 | 60694.9375
2103 | 2021-03-29 14:00 | 585.9334 |  | 203.8833 | 26.2477 | 2.9421 | 0.2 | 41.1852 | 306.6439 | 48.0648 | 0 |  | 585.9334 | 386.9291 | 206.6271 | 0.13558 | 386.9291 | 206.6271 | 0.12012 | 377.2662 | 196.5132 | 0 | 562.3038 | 562.0114 | 64773.99 | 55.8443 | 64897.496 | 58855.15 | 56359.68 | 0 | 0 | 55997.15 | 706.7045 | 0 | 0 | 0 | 0 | 55997.15 | 706.7045 | 54576.83 | 54303.9453
2104 | 2021-03-29 15:00 | 422.4167 |  | 158.2167 | 26.0366 | 2.8967 | 0.2 | 29.9462 | 294.4224 | 59.3865 | 0 |  | 422.4167 | 269.0455 | 160.5191 | 0.097741 | 269.0455 | 160.5191 | 0.086595 | 256.0347 | 152.6632 | 0 | 400.524 | 400.2883 | 46135.22 | 47.1601 | 45916.414 | 42834.062 | 40654.805 | 0 | 0 | 40476.63 | 732.0709 | 0 | 0 | 0 | 0 | 40476.63 | 732.0709 | 39414.793 | 39217.7188
2105 | 2021-03-29 16:00 | 241.35 |  | 89.9667 | 25.3601 | 3.3758 | 0.2 | 17.6814 | 285.0032 | 71.7293 | 0 |  | 241.35 | 156.0311 | 91.567 | 0.055845 | 156.0311 | 91.567 | 0.049476 | 138.9115 | 87.0872 | 0 | 221.4787 | 221.3888 | 25515.742 | 36.791 | 24930.79 | 24016.074 | 22712.85 | 0 | 0 | 22658.338 | 748.8854 | 0 | 0 | 0 | 0 | 22658.338 | 748.8854 | 21766.277 | 21657.4453
2106 | 2021-03-29 17:00 | 39.5833 |  | 34.7 | 24.3545 | 2.705 | 0.2 | 4.9005 | 277.0303 | 84.5807 | 0 |  | 39.5833 | 5.2949 | 35.0478 | 0.009159 | 5.2949 | 35.0478 | 0.0081145 | 2.8241 | 33.3337 | 0 | 35.4346 | 35.4011 | 4080.2405 | 26.239 | 3452.922 | 3438.9265 | 3248.3826 | 0 | 0 | 3247.1626 | 719.2288 | 0 | 0 | 0 | 0 | 3247.1626 | 719.2288 | 2762.4832 | 2748.670654296875
2107 | 2021-03-29 18:00 | 0 |  | 0 | 23.5962 | 2.5346 | 0.2
2108 | 2021-03-29 19:00 | 0 |  | 0 | 23.033 | 3.1233 | 0.2
2109 | 2021-03-29 20:00 | 0 |  | 0 | 22.4173 | 2.8163 | 0.2
2110 | 2021-03-29 21:00 | 0 |  | 0 | 21.7878 | 2.3671 | 0.2
2111 | 2021-03-29 22:00 | 0 |  | 0 | 21.1583 | 1.8508 | 0.2
2112 | 2021-03-29 23:00 | 0 |  | 0 | 20.5477 | 2.2442 | 0.2
2113 | 2021-03-30 | 0 |  | 0 | 20.0506 | 2.9475 | 0.2
2114 | 2021-03-30 01:00 | 0 |  | 0 | 19.5492 | 3.02 | 0.2
2115 | 2021-03-30 02:00 | 0 |  | 0 | 19.0721 | 4.2512 | 0.2
2116 | 2021-03-30 03:00 | 0 |  | 0 | 18.7723 | 5.1517 | 0.2
2117 | 2021-03-30 04:00 | 0 |  | 0 | 18.5127 | 3.9737 | 0.2
2118 | 2021-03-30 05:00 | 0 |  | 0 | 18.3653 | 2.8696 | 0.2
2119 | 2021-03-30 06:00 | 17.9833 |  | 16.8667 | 18.728 | 2.2292 | 0.2 | 4.3796 | 83.0307 | 85.9886 | 0 |  | 17.9833 | 0.8973 | 17.2629 | 0.0041611 | 0.8973 | 17.2629 | 0.0036865 | 0.38723 | 16.4181 | 0 | 16.4693 | 16.467 | 1897.8939 | 19.6238 | 1380.1897 | 1399.8119 | 1354.8999 | 0 | 0 | 1354.6829 | 695.3741 | 0 | 0 | 0 | 0 | 1354.6829 | 695.3741 | 1128.6064 | 1122.9634
2120 | 2021-03-30 07:00 | 234.4333 |  | 69.25 | 20.2016 | 1.9483 | 0.2 | 17.1461 | 75.0561 | 73.1453 | 0 |  | 234.4333 | 162.3938 | 69.726 | 0.054245 | 162.3938 | 69.726 | 0.048058 | 142.4982 | 66.3076 | 0 | 204.6297 | 204.7806 | 23601.496 | 31.4845 | 22986.967 | 22524.531 | 21323.924 | 0 | 0 | 21279.422 | 760.7112 | 0 | 0 | 0 | 0 | 21279.422 | 760.7112 | 20373.104 | 20271.2383
2121 | 2021-03-30 08:00 | 447.2667 |  | 87.1833 | 21.8111 | 2.4483 | 0.2 | 29.3977 | 65.6641 | 60.8013 | 0 |  | 447.2667 | 357.8 | 88.3266 | 0.10349 | 357.8 | 88.3266 | 0.091689 | 339.0118 | 83.9986 | 0 | 414.5502 | 414.5849 | 47782.27 | 44.1399 | 47595.01 | 44858.98 | 42974.37 | 0 | 0 | 42783.44 | 739.8049 | 0 | 0 | 0 | 0 | 42783.44 | 739.8049 | 41666.617 | 41458.2852
2122 | 2021-03-30 09:00 | 630.7333 |  | 117.6667 | 23.2275 | 2.155 | 0.2 | 40.6294 | 53.5266 | 49.4436 | 0 |  | 630.7333 | 512.2925 | 119.2579 | 0.14594 | 512.2925 | 119.2579 | 0.1293 | 498.511 | 113.4158 | 0 | 599.6883 | 599.6809 | 69114.28 | 55.9592 | 69309.45 | 62855.957 | 60567.848 | 0 | 0 | 60155.465 | 710.0118 | 0 | 0 | 0 | 0 | 60155.465 | 710.0118 | 58643.68 | 58350.4609
2123 | 2021-03-30 10:00 | 767.1667 |  | 140.4333 | 24.6819 | 1.7087 | 0.2 | 49.8856 | 36.7098 | 39.9937 | 0 |  | 767.1667 | 627.7714 | 142.3775 | 0.17751 | 627.7714 | 142.3775 | 0.15727 | 618.1841 | 135.4044 | 0 | 738.5167 | 738.5594 | 85120.875 | 65.8208 | 85504.41 | 74930.06 | 72947.53 | 0 | 0 | 72294.984 | 678.9045 | 0 | 0 | 0 | 0 | 72294.984 | 678.9045 | 70369.77 | 70017.9297
2124 | 2021-03-30 11:00 | 820.7667 |  | 182.5 | 25.8742 | 2.7958 | 0.2 | 55.477 | 13.6515 | 34.1056 | 0 |  | 820.7667 | 640.964 | 185.2027 | 0.18991 | 640.964 | 185.2027 | 0.16826 | 634.2777 | 176.1344 | 0 | 794.2039 | 794.1027 | 91524.16 | 67.9723 | 91942.79 | 79947.13 | 77353.27 | 0 | 0 | 76619.836 | 675.8028 | 0 | 0 | 0 | 0 | 76619.836 | 675.8028 | 74524.31 | 74151.6953
2125 | 2021-03-30 12:00 | 827.8333 |  | 179.7333 | 26.7294 | 2.4179 | 0.2 | 55.5423 | 347.0557 | 33.746 | 0 |  | 827.8333 | 652.4326 | 182.2697 | 0.19155 | 652.4326 | 182.2697 | 0.1697 | 645.7537 | 173.346 | 0 | 802.7177 | 802.4697 | 92484.21 | 70.0088 | 92903.79 | 80170.86 | 76788.34 | 0 | 0 | 76042.18 | 671.7125 | 0 | 0 | 0 | 0 | 76042.18 | 671.7125 | 73969.77 | 73599.9219
2126 | 2021-03-30 13:00 | 765.9334 |  | 155.4667 | 27.2091 | 2.0587 | 0.2 | 50.0534 | 323.869 | 39.1435 | 0 |  | 765.9334 | 616.2154 | 158.1376 | 0.17723 | 616.2154 | 158.1376 | 0.15701 | 607.2119 | 150.3969 | 0 | 742.4566 | 742.3284 | 85554.16 | 67.9047 | 85936.21 | 74720.086 | 72572.34 | 0 | 0 | 71915.625 | 674.6876 | 0 | 0 | 0 | 0 | 71915.625 | 674.6876 | 70005.06 | 69655.0312
2127 | 2021-03-30 14:00 | 625.1167 |  | 145.9667 | 27.2871 | 3.4929 | 0.2 | 40.8543 | 306.9314 | 48.394 | 0 |  | 625.1167 | 485.367 | 148.9097 | 0.14464 | 485.367 | 148.9097 | 0.12815 | 473.0108 | 141.6226 | 0 | 602.3407 | 602.1474 | 69399.75 | 58.2124 | 69595.234 | 62600.094 | 59783.37 | 0 | 0 | 59370.184 | 704.1276 | 0 | 0 | 0 | 0 | 59370.184 | 704.1276 | 57875.523 | 57586.1445
2128 | 2021-03-30 15:00 | 444.5333 |  | 113.2167 | 26.8674 | 6.135 | 0.2 | 29.6493 | 294.7237 | 59.6806 | 0 |  | 444.5333 | 337.4984 | 115.7368 | 0.10286 | 337.4984 | 115.7368 | 0.091128 | 320.8861 | 110.0741 | 0 | 422.3409 | 422.085 | 48647.676 | 46.0896 | 48476.89 | 45387.05 | 43178.36 | 0 | 0 | 42978.98 | 734.5402 | 0 | 0 | 0 | 0 | 42978.98 | 734.5402 | 41857.523 | 41648.2344
2129 | 2021-03-30 16:00 | 240.7 |  | 85.45 | 25.9509 | 6.8 | 0.2 | 17.4075 | 285.3025 | 71.9999 | 0 |  | 240.7 | 160.1264 | 87.3905 | 0.055695 | 160.1264 | 87.3905 | 0.049343 | 142.1856 | 83.1157 | 0 | 220.7952 | 220.5472 | 25418.7 | 35.6955 | 24832.37 | 24009.531 | 22721.006 | 0 | 0 | 22667.299 | 752.1575 | 0 | 0 | 0 | 0 | 22667.299 | 752.1575 | 21775.36 | 21666.4824
2130 | 2021-03-30 17:00 | 20.6833 |  | 20.6833 | 24.7345 | 6.3221 | 0.2 | 4.6397 | 277.3287 | 84.838 | 0 |  | 20.6833 | 0 | 20.5486 | 0.0047858 | 0 | 20.5486 | 0.00424 | 0 | 19.5418 | 0 | 19.151 | 19.151 | 2207.1763 | 25.5993 | 1668.0247 | 1665.1633 | 1617.5763 | 0 | 0 | 1617.259 | 688.288 | 0 | 0 | 0 | 0 | 1617.259 | 688.288 | 1351.3169 | 1344.560302734375
2131 | 2021-03-30 18:00 | 0 |  | 0 | 23.9688 | 4.6883 | 0.2
2132 | 2021-03-30 19:00 | 0 |  | 0 | 23.3198 | 3.5404 | 0.2
2133 | 2021-03-30 20:00 | 0 |  | 0 | 22.8379 | 3.9071 | 0.2
2134 | 2021-03-30 21:00 | 0 |  | 0 | 22.2771 | 4.425 | 0.2
2135 | 2021-03-30 22:00 | 0 |  | 0 | 21.6972 | 3.8937 | 0.2
2136 | 2021-03-30 23:00 | 0 |  | 0 | 21.1365 | 3.1187 | 0.2
2137 | 2021-03-31 | 0 |  | 0 | 20.696 | 2.4179 | 0.2
2138 | 2021-03-31 01:00 | 0 |  | 0 | 20.285 | 1.8654 | 0.2
2139 | 2021-03-31 02:00 | 0 |  | 0 | 19.9011 | 1.6887 | 0.2
2140 | 2021-03-31 03:00 | 0 |  | 0 | 19.6752 | 1.4654 | 0.2
2141 | 2021-03-31 04:00 | 0 |  | 0 | 19.4851 | 1.0888 | 0.2
2142 | 2021-03-31 05:00 | 0 |  | 0 | 19.3984 | 1.2708 | 0.2
2143 | 2021-03-31 06:00 | 17.6833 |  | 17.6833 | 19.8065 | 1.8242 | 0.2 | 4.2482 | 82.6574 | 86.1151 | 0 |  | 17.6833 | 0 | 17.6122 | 0.0040917 | 0 | 17.6122 | 0.003625 | 0 | 16.7494 | 0 | 16.4145 | 16.4146 | 1891.8154 | 20.716 | 1374.5387 | 1390.1135 | 1347.6555 | 0 | 0 | 1347.4388 | 693.8707 | 0 | 0 | 0 | 0 | 1347.4388 | 693.8707 | 1122.4803 | 1116.867919921875
2144 | 2021-03-31 07:00 | 232 |  | 72.1333 | 21.3249 | 1.5137 | 0.2 | 16.9983 | 74.6732 | 73.2879 | 0 |  | 232 | 157.1919 | 72.6142 | 0.053682 | 157.1919 | 72.6142 | 0.04756 | 137.7091 | 69.0543 | 0 | 202.6281 | 202.8204 | 23375.938 | 32.723 | 22758.178 | 22212.787 | 21096.332 | 0 | 0 | 21051.816 | 755.0629 | 0 | 0 | 0 | 0 | 21051.816 | 755.0629 | 20144 | 20043.2793
2145 | 2021-03-31 08:00 | 436.2667 |  | 106.4333 | 22.9776 | 1.7458 | 0.2 | 29.2197 | 65.2601 | 60.9734 | 0 |  | 436.2667 | 327.7897 | 107.5448 | 0.10095 | 327.7897 | 107.5448 | 0.089434 | 310.3959 | 102.2749 | 0 | 404.4173 | 404.4554 | 46614.277 | 45.4683 | 46404.58 | 43548.09 | 41572.402 | 0 | 0 | 41390.305 | 734.5638 | 0 | 0 | 0 | 0 | 41390.305 | 734.5638 | 40306.617 | 40105.0859
2146 | 2021-03-31 09:00 | 615.2333 |  | 131.65 | 24.5743 | 2.2008 | 0.2 | 40.4038 | 53.1007 | 49.6624 | 0 |  | 615.2333 | 482.9159 | 133.3191 | 0.14236 | 482.9159 | 133.3191 | 0.12612 | 469.758 | 126.7881 | 0 | 584.6152 | 584.6237 | 67378.766 | 56.4177 | 67547.04 | 61161.78 | 59036.883 | 0 | 0 | 58644.938 | 708.0366 | 0 | 0 | 0 | 0 | 58644.938 | 708.0366 | 57166.156 | 56880.3242
2147 | 2021-03-31 10:00 | 764.75 |  | 136.2667 | 26.1544 | 1.7008 | 0.2 | 49.5926 | 36.3008 | 40.2792 | 0 |  | 764.75 | 629.6006 | 138.2037 | 0.17695 | 629.6006 | 138.2037 | 0.15677 | 619.8121 | 131.4351 | 0 | 736.2222 | 736.2224 | 84849.02 | 67.1778 | 85230.69 | 74326.984 | 72111.59 | 0 | 0 | 71471.92 | 677.4961 | 0 | 0 | 0 | 0 | 71471.92 | 677.4961 | 69578.42 | 69230.5312
2148 | 2021-03-31 11:00 | 815.3833 |  | 187.7333 | 27.459 | 2.0854 | 0.2 | 55.1128 | 13.385 | 34.4644 | 0 |  | 815.3833 | 630.3795 | 190.4691 | 0.18867 | 630.3795 | 190.4691 | 0.16715 | 623.6402 | 181.1429 | 0 | 788.6874 | 788.6299 | 90889.09 | 70.6404 | 91304.68 | 78621.14 | 76202.12 | 0 | 0 | 75472.87 | 668.5773 | 0 | 0 | 0 | 0 | 75472.87 | 668.5773 | 73423.125 | 73056.0078
2149 | 2021-03-31 12:00 | 838.7 |  | 155.0333 | 28.4138 | 2.2554 | 0.2 | 55.1478 | 347.06 | 34.1399 | 0 |  | 838.7 | 688.3281 | 157.5215 | 0.19406 | 688.3281 | 157.5215 | 0.17193 | 681.0895 | 149.8098 | 0 | 814.2813 | 814.3329 | 93854.44 | 72.659 | 94276.37 | 80562.19 | 78049.48 | 0 | 0 | 77274.06 | 664.1122 | 0 | 0 | 0 | 0.58247 | 77273.48 | 664.3327 | 75151.68 | 74775.9219
2150 | 2021-03-31 13:00 | 769.4 |  | 160.2333 | 28.9789 | 3.5579 | 0.2 | 49.6825 | 324.0772 | 39.5143 | 0 |  | 769.4 | 614.9987 | 162.9263 | 0.17803 | 614.9987 | 162.9263 | 0.15773 | 605.8018 | 154.9511 | 0 | 745.5378 | 745.4251 | 85913.984 | 67.1497 | 86297.164 | 75235.03 | 71640.72 | 0 | 0 | 70979.266 | 663.252 | 0 | 0 | 0 | 0 | 70979.266 | 663.252 | 69104.64 | 68759.1172
2151 | 2021-03-31 14:00 | 637.3833 |  | 122.2 | 29.1353 | 3.3846 | 0.2 | 40.5238 | 307.2152 | 48.7227 | 0 |  | 637.3833 | 521.9741 | 124.7584 | 0.14748 | 521.9741 | 124.7584 | 0.13066 | 508.4289 | 118.6528 | 0 | 614.54 | 614.5863 | 70833.32 | 60.8554 | 71049.19 | 63317.457 | 60466.27 | 0 | 0 | 60031.715 | 693.1484 | 0 | 0 | 0 | 0 | 60031.715 | 693.1484 | 58522.62 | 58230.0078
2152 | 2021-03-31 15:00 | 458.75 |  | 86.9833 | 28.7882 | 4.2854 | 0.2 | 29.3528 | 295.0224 | 59.9744 | 0 |  | 458.75 | 378.8231 | 89.1674 | 0.10615 | 378.8231 | 89.1674 | 0.094043 | 359.8433 | 84.8047 | 0 | 435.755 | 435.5594 | 50200.105 | 50.3656 | 50058.742 | 46204.715 | 44105.215 | 0 | 0 | 43890.34 | 720.1121 | 0 | 0 | 0 | 0 | 43890.34 | 720.1121 | 42747.344 | 42533.6055
2153 | 2021-03-31 16:00 | 246.3 |  | 72.6 | 27.922 | 3.7292 | 0.2 | 17.1342 | 285.6001 | 72.2701 | 0 |  | 246.3 | 179.2821 | 74.4585 | 0.05699 | 179.2821 | 74.4585 | 0.050491 | 158.7667 | 70.8169 | 0 | 224.9919 | 224.8717 | 25916.99 | 39.3476 | 25339.078 | 24206.408 | 22656.605 | 0 | 0 | 22601.293 | 742.952 | 0 | 0 | 0 | 0 | 22601.293 | 742.952 | 21708.467 | 21599.9238
2154 | 2021-03-31 17:00 | 20.1667 |  | 18.6667 | 26.6621 | 3.6 | 0.2 | 4.3797 | 277.6259 | 85.0944 | 0 |  | 20.1667 | 1.4726 | 18.7289 | 0.0046663 | 1.4726 | 18.7289 | 0.0041341 | 0.7727 | 17.8101 | 0 | 18.2111 | 18.213 | 2099.116 | 27.593 | 1567.202 | 1555.8657 | 1502.7333 | 0 | 0 | 1502.4535 | 682.4143 | 0 | 0 | 0 | 0 | 1502.4535 | 682.4143 | 1253.7837 | 1247.5147705078125
2155 | 2021-03-31 18:00 | 0 |  | 0 | 25.3934 | 3.4792 | 0.2
2156 | 2021-03-31 19:00 | 0 |  | 0 | 24.1583 | 2.6325 | 0.2
2157 | 2021-03-31 20:00 | 0 |  | 0 | 23.077 | 1.855 | 0.2
2158 | 2021-03-31 21:00 | 0 |  | 0 | 21.9948 | 1.5 | 0.2
2159 | 2021-03-31 22:00 | 0 |  | 0 | 20.8554 | 1.7725 | 0.2
2160 | 2021-03-31 23:00 | 0 |  | 0 | 19.7066 | 1.8775 | 0.2
2161 | 2021-04-01 | 0 |  | 0 | 18.5579 | 1.3275 | 0.2
2162 | 2021-04-01 01:00 | 0 |  | 0 | 17.4092 | 1.5917 | 0.2
2163 | 2021-04-01 02:00 | 0 |  | 0 | 16.3195 | 2.8467 | 0.2
2164 | 2021-04-01 03:00 | 0 |  | 0 | 15.6042 | 2.16 | 0.2
2165 | 2021-04-01 04:00 | 0 |  | 0 | 15.0089 | 1.0171 | 0.2
2166 | 2021-04-01 05:00 | 0 |  | 0 | 14.5744 | 1.0371 | 0.2
2167 | 2021-04-01 06:00 | 16.8167 |  | 16.8167 | 14.9247 | 0.98625 | 0.2 | 4.1169 | 82.2855 | 86.2416 | 0 |  | 16.8167 | 0 | 16.7632 | 0.0038911 | 0 | 16.7632 | 0.0034474 | 0 | 15.942 | 0 | 15.6232 | 15.6231 | 1800.6295 | 15.824 | 1290.2236 | 1320.5009 | 1281.6089 | 0 | 0 | 1281.4193 | 705.2898 | 0 | 0 | 0 | 0 | 1281.4193 | 705.2898 | 1066.6952 | 1061.3616943359375
2168 | 2021-04-01 07:00 | 229.5167 |  | 66.6167 | 16.613 | 1.2508 | 0.2 | 16.85 | 74.2922 | 73.4309 | 0 |  | 229.5167 | 160.2002 | 67.0945 | 0.053107 | 160.2002 | 67.0945 | 0.04705 | 140.1111 | 63.8051 | 0 | 199.8379 | 199.9084 | 23040.648 | 27.9827 | 22418.084 | 22207.143 | 20926.486 | 0 | 0 | 20884.1 | 768.9366 | 0 | 0 | 0 | 0 | 20884.1 | 768.9366 | 19975.334 | 19875.457
2169 | 2021-04-01 08:00 | 439.9167 |  | 88.95 | 18.5077 | 0.91125 | 0.2 | 29.041 | 64.8589 | 61.1463 | 0 |  | 439.9167 | 348.8434 | 90.1097 | 0.10179 | 348.8434 | 90.1097 | 0.090182 | 330.1359 | 85.6944 | 0 | 407.5137 | 407.5637 | 46971.703 | 42.0485 | 46768.875 | 44378.05 | 42807.38 | 0 | 0 | 42617.707 | 741.3278 | 0 | 0 | 0 | 0 | 42617.707 | 741.3278 | 41504.812 | 41297.2891
2170 | 2021-04-01 09:00 | 609.5 |  | 140.0167 | 20.226 | 1.6554 | 0.2 | 40.1772 | 52.6792 | 49.8823 | 0 |  | 609.5 | 468.8961 | 141.7279 | 0.14103 | 468.8961 | 141.7279 | 0.12495 | 455.9556 | 134.7851 | 0 | 578.9258 | 578.9414 | 66723.32 | 52.5523 | 66880.8 | 61352.902 | 58981.56 | 0 | 0 | 58600.188 | 717.773 | 0 | 0 | 0 | 0 | 58600.188 | 717.773 | 57122.383 | 56836.7734
2171 | 2021-04-01 10:00 | 733.55 |  | 175.7333 | 21.6953 | 2.5029 | 0.2 | 49.2991 | 35.8983 | 40.5654 | 0 |  | 733.55 | 558.8765 | 178.0244 | 0.16973 | 558.8765 | 178.0244 | 0.15038 | 550.031 | 169.3056 | 0 | 704.9499 | 704.9275 | 81245.914 | 59.5673 | 81595.4 | 73097.07 | 69999.46 | 0 | 0 | 69433.18 | 699.5288 | 0 | 0 | 0 | 0 | 69433.18 | 699.5288 | 67617.24 | 67279.1562
2172 | 2021-04-01 11:00 | 809.8333 |  | 187.6833 | 22.871 | 4.0592 | 0.2 | 54.7493 | 13.1245 | 34.8227 | 0 |  | 809.8333 | 624.9324 | 190.4265 | 0.18738 | 624.9324 | 190.4265 | 0.16601 | 618.0867 | 181.1025 | 0 | 783.2053 | 783.2195 | 90267.555 | 62.0727 | 90680.28 | 80528.195 | 77760.625 | 0 | 0 | 77046.766 | 692.6213 | 0 | 0 | 0 | 0 | 77046.766 | 692.6213 | 74934.1 | 74559.4297
2173 | 2021-04-01 12:00 | 818.3667 |  | 183.2667 | 23.6568 | 5.9158 | 0.2 | 54.7547 | 347.0645 | 34.5324 | 0 |  | 818.3667 | 639.5154 | 186.2964 | 0.18936 | 639.5154 | 186.2964 | 0.16776 | 632.6086 | 177.1765 | 0 | 793.5894 | 793.5392 | 91455.55 | 60.1575 | 91870.414 | 82122.484 | 78807.28 | 0 | 0 | 78087.18 | 695.9898 | 0 | 0 | 0 | 0 | 78087.18 | 695.9898 | 75932.46 | 75552.8047
2174 | 2021-04-01 13:00 | 745.75 |  | 170.05 | 24.1471 | 6.055 | 0.2 | 49.3126 | 324.2819 | 39.8842 | 0 |  | 745.75 | 581.3026 | 173.1688 | 0.17256 | 581.3026 | 173.1688 | 0.15288 | 572.4067 | 164.6931 | 0 | 722.3578 | 722.4102 | 83260.28 | 57.1664 | 83622.836 | 75517.11 | 72840.375 | 0 | 0 | 72232.086 | 704.2563 | 0 | 0 | 0 | 0 | 72232.086 | 704.2563 | 70309.31 | 69957.7656
2175 | 2021-04-01 14:00 | 621.6333 |  | 131.3167 | 24.2 | 4.9858 | 0.2 | 40.1939 | 307.4956 | 49.051 | 0 |  | 621.6333 | 496.8817 | 134.1255 | 0.14384 | 496.8817 | 134.1255 | 0.12743 | 483.7389 | 127.5623 | 0 | 599.0752 | 598.9929 | 69035.66 | 52.943 | 69225.31 | 63397.367 | 61313.723 | 0 | 0 | 60888.457 | 712.0287 | 0 | 0 | 0 | 0 | 60888.457 | 712.0287 | 59360.75 | 59063.9492
2176 | 2021-04-01 15:00 | 444.3167 |  | 96.9 | 23.6927 | 3.8654 | 0.2 | 29.0568 | 295.3185 | 60.2677 | 0 |  | 444.3167 | 354.1246 | 99.2453 | 0.10281 | 354.1246 | 99.2453 | 0.091084 | 336.0647 | 94.39 | 0 | 421.8456 | 421.6899 | 48601.875 | 44.986 | 48430.16 | 45496.062 | 43337.707 | 0 | 0 | 43136.22 | 734.9246 | 0 | 0 | 0 | 0 | 43136.22 | 734.9246 | 42011.035 | 41800.9805
2177 | 2021-04-01 16:00 | 238.55 |  | 74.3667 | 22.76 | 4.2458 | 0.2 | 16.8616 | 285.8959 | 72.5395 | 0 |  | 238.55 | 169.5822 | 76.2368 | 0.055197 | 169.5822 | 76.2368 | 0.048902 | 149.7598 | 72.5081 | 0 | 217.8226 | 217.9576 | 25120.502 | 33.5769 | 24530.85 | 23866.27 | 22380.225 | 0 | 0 | 22327.32 | 753.9804 | 0 | 0 | 0 | 0 | 22327.32 | 753.9804 | 21431.027 | 21323.8711
2178 | 2021-04-01 17:00 | 19.3833 |  | 19.3667 | 21.4655 | 4.4162 | 0.2 | 4.1207 | 277.9221 | 85.35 | 0 |  | 19.3833 | 0.015505 | 19.2431 | 0.004485 | 0.015505 | 19.2431 | 0.0039735 | 0.0081604 | 18.3003 | 0 | 17.9423 | 17.9423 | 2067.948 | 22.3491 | 1538.1155 | 1549.2567 | 1499.3386 | 0 | 0 | 1499.0715 | 696.4293 | 0 | 0 | 0 | 0 | 1499.0715 | 696.4293 | 1250.9143 | 1244.6597
2179 | 2021-04-01 18:00 | 0 |  | 0 | 20.5955 | 3.3133 | 0.2
2180 | 2021-04-01 19:00 | 0 |  | 0 | 19.8103 | 1.7067 | 0.2
2181 | 2021-04-01 20:00 | 0 |  | 0 | 19.0251 | 1.7121 | 0.2
2182 | 2021-04-01 21:00 | 0 |  | 0 | 18.2398 | 1.5629 | 0.2
2183 | 2021-04-01 22:00 | 0 |  | 0 | 17.4546 | 1.7104 | 0.2
2184 | 2021-04-01 23:00 | 0 |  | 0 | 16.7232 | 1.9008 | 0.2
2185 | 2021-04-02 | 0 |  | 0 | 16.3275 | 1.6008 | 0.2
2186 | 2021-04-02 01:00 | 0 |  | 0 | 16.001 | 1.9546 | 0.2
2187 | 2021-04-02 02:00 | 0 |  | 0 | 15.6971 | 3.1208 | 0.2
2188 | 2021-04-02 03:00 | 0 |  | 0 | 15.5206 | 2.7446 | 0.2
2189 | 2021-04-02 04:00 | 0 |  | 0 | 15.3846 | 1.9025 | 0.2
2190 | 2021-04-02 05:00 | 0 |  | 0 | 15.3933 | 2.2804 | 0.2
2191 | 2021-04-02 06:00 | 16.0667 |  | 15.55 | 15.6774 | 3.3537 | 0.2 | 3.9856 | 81.9152 | 86.368 | 0 |  | 16.0667 | 0.37598 | 16.0579 | 0.0037176 | 0.37598 | 16.0579 | 0.0032936 | 0.15531 | 15.272 | 0 | 15.1188 | 15.1191 | 1742.5098 | 16.4589 | 1236.7224 | 1263.3708 | 1221.9526 | 0 | 0 | 1221.7769 | 699.1953 | 0 | 0 | 0 | 0 | 1221.7769 | 699.1953 | 1016.3683 | 1011.2864990234375
2192 | 2021-04-02 07:00 | 94.7333 |  | 94.6833 | 16.4176 | 4.1837 | 0.2 | 16.7014 | 73.9135 | 73.5744 | 0 |  | 94.7333 | 0.049179 | 94.06 | 0.02192 | 0.049179 | 94.06 | 0.01942 | 0.042939 | 89.4512 | 0 | 87.7042 | 87.7064 | 10108.381 | 20.7826 | 9385.013 | 9507.426 | 9159.404 | 0 | 0 | 9151.233 | 765.7405 | 0 | 0 | 0 | 0 | 9151.233 | 765.7405 | 8288.421 | 8246.9785
2193 | 2021-04-02 08:00 | 165.8667 |  | 162.4667 | 17.245 | 4.5658 | 0.2 | 28.8616 | 64.4608 | 61.3199 | 0 |  | 165.8667 | 3.3799 | 161.5286 | 0.038379 | 3.3799 | 161.5286 | 0.034002 | 3.1967 | 153.6144 | 0 | 153.6749 | 153.6754 | 17711.586 | 24.7615 | 17022.92 | 17034.254 | 16375.702 | 0 | 0 | 16349.858 | 770.7615 | 0 | 0 | 0 | 0 | 16349.858 | 770.7615 | 15465.221 | 15387.8945
2194 | 2021-04-02 09:00 | 323.4667 |  | 282.1833 | 18.5261 | 5.8896 | 0.2 | 39.9497 | 52.2624 | 50.1032 | 0 |  | 323.4667 | 41.2371 | 284.9339 | 0.074846 | 41.2371 | 284.9339 | 0.06631 | 40.0843 | 270.9759 | 0 | 304.839 | 304.8342 | 35133.24 | 32.5645 | 34707.6 | 33919.598 | 32576.783 | 0 | 0 | 32473.834 | 765.7039 | 0 | 0 | 0 | 0 | 32473.834 | 765.7039 | 31548.625 | 31390.8828
2195 | 2021-04-02 10:00 | 719.45 |  | 202.55 | 20.6474 | 4.0521 | 0.2 | 49.0051 | 35.5024 | 40.8523 | 0 |  | 719.45 | 517.9455 | 204.8965 | 0.16647 | 517.9455 | 204.8965 | 0.14749 | 509.6005 | 194.8615 | 0 | 690.3727 | 690.3505 | 79566.02 | 55.212 | 79898.98 | 72658.81 | 70665.41 | 0 | 0 | 70098.5 | 707.1858 | 0 | 0 | 0 | 0 | 70098.5 | 707.1858 | 68257.41 | 67916.1172
2196 | 2021-04-02 11:00 | 763.8667 |  | 241.5333 | 22.3221 | 3.2 | 0.2 | 54.3864 | 12.8701 | 35.1805 | 0 |  | 763.8667 | 524.7341 | 244.3634 | 0.17675 | 524.7341 | 244.3634 | 0.15659 | 518.8455 | 232.3977 | 0 | 736.2184 | 736.2865 | 84859.54 | 60.6439 | 85238.66 | 76065.125 | 73336.05 | 0 | 0 | 72710.76 | 696.8971 | 0 | 0 | 0 | 0 | 72710.76 | 696.8971 | 70769.445 | 70415.6016
2197 | 2021-04-02 12:00 | 573.0167 |  | 378.9 | 23.0585 | 3.6725 | 0.2 | 54.3631 | 347.0694 | 34.9234 | 0 |  | 573.0167 | 195.4924 | 381.058 | 0.13259 | 195.4924 | 381.058 | 0.11747 | 193.3247 | 362.3984 | 0 | 544.6086 | 544.5872 | 62763.453 | 50.8 | 62854.605 | 57995.22 | 56257.883 | 0 | 0 | 55907.914 | 719.6501 | 0 | 0 | 0 | 0 | 55907.914 | 719.6501 | 54489.58 | 54217.1289
2198 | 2021-04-02 13:00 | 471.6667 |  | 347.0667 | 23.2026 | 3.6742 | 0.2 | 48.9439 | 324.4832 | 40.2529 | 0 |  | 471.6667 | 125.8324 | 348.2867 | 0.10914 | 125.8324 | 348.2867 | 0.096691 | 123.8621 | 331.2316 | 0 | 445.9919 | 445.988 | 51401.53 | 45.9197 | 51283.61 | 48066.44 | 46468.63 | 0 | 0 | 46238.01 | 732.6193 | 0 | 0 | 0 | 0 | 46238.01 | 732.6193 | 45039.953 | 44814.7539
2199 | 2021-04-02 14:00 | 401.4667 |  | 315.2167 | 23.2199 | 3.9 | 0.2 | 39.8648 | 307.7725 | 49.3785 | 0 |  | 401.4667 | 87.423 | 316.4911 | 0.092894 | 87.423 | 316.4911 | 0.0823 | 85.0661 | 300.9947 | 0 | 378.3396 | 378.3437 | 43605.2 | 42.2944 | 43337.887 | 41083.977 | 39251.56 | 0 | 0 | 39092 | 742.6618 | 0 | 0 | 0 | 0 | 39092 | 742.6618 | 38063.457 | 37873.1406
2200 | 2021-04-02 15:00 | 242.9167 |  | 205.6 | 22.8744 | 3.555 | 0.2 | 28.7616 | 295.612 | 60.5604 | 0 |  | 242.9167 | 38.0496 | 207.7185 | 0.056208 | 38.0496 | 207.7185 | 0.049797 | 36.0743 | 197.5446 | 0 | 228.9466 | 228.8996 | 26382.121 | 34.5971 | 25807.898 | 25053.965 | 24061.154 | 0 | 0 | 24002.812 | 754.7156 | 0 | 0 | 0 | 0 | 24002.812 | 754.7156 | 23133.205 | 23017.5391
2201 | 2021-04-02 16:00 | 137.8333 |  | 120.6 | 22.1527 | 3.145 | 0.2 | 16.5898 | 286.19 | 72.8082 | 0 |  | 137.8333 | 17.8132 | 121.7195 | 0.031893 | 17.8132 | 121.7195 | 0.028256 | 15.686 | 115.7575 | 0 | 128.8146 | 128.8098 | 14845.206 | 28.8737 | 14132.777 | 13962.427 | 13461.765 | 0 | 0 | 13443.139 | 751.7475 | 0 | 0 | 0 | 0 | 13443.139 | 751.7475 | 12624.494 | 12561.3711
2202 | 2021-04-02 17:00 | 12.8667 |  | 12.8667 | 21.2401 | 4.4813 | 0.2 | 3.8629 | 278.2171 | 85.6044 | 0 |  | 12.8667 | 0 | 12.8284 | 0.0029772 | 0 | 12.8284 | 0.0026376 | 0 | 12.1996 | 0 | 11.9556 | 11.9568 | 1378.0604 | 21.8272 | 903.7929 | 910.1743 | 884.0482 | 0 | 0 | 883.9481 | 666.2812 | 0 | 0 | 0 | -0.0055604 | 883.9536 | 666.4413 | 732.5601 | 728.8973388671875
2203 | 2021-04-02 18:00 | 0 |  | 0 | 20.5057 | 4.2075 | 0.2
2204 | 2021-04-02 19:00 | 0 |  | 0 | 19.8071 | 3.2163 | 0.2
2205 | 2021-04-02 20:00 | 0 |  | 0 | 19.1085 | 3.3242 | 0.2
2206 | 2021-04-02 21:00 | 0 |  | 0 | 18.4099 | 3.1292 | 0.2
2207 | 2021-04-02 22:00 | 0 |  | 0 | 17.7112 | 2.4308 | 0.2
2208 | 2021-04-02 23:00 | 0 |  | 0 | 17.0036 | 1.9258 | 0.2
2209 | 2021-04-03 | 0 |  | 0 | 16.2332 | 2.0638 | 0.2
2210 | 2021-04-03 01:00 | 0 |  | 0 | 15.4154 | 1.7717 | 0.2
2211 | 2021-04-03 02:00 | 0 |  | 0 | 14.6494 | 2.6129 | 0.2
2212 | 2021-04-03 03:00 | 0 |  | 0 | 14.1234 | 1.51 | 0.2
2213 | 2021-04-03 04:00 | 0 |  | 0 | 13.6552 | 0.73958 | 0.2
2214 | 2021-04-03 05:00 | 0 |  | 0 | 13.3709 | 0.92167 | 0.2
2215 | 2021-04-03 06:00 | 15.9833 |  | 15.9333 | 13.844 | 1.2629 | 0.2 | 3.8544 | 81.5466 | 86.4943 | 0 |  | 15.9833 | 0.035122 | 15.8956 | 0.0036983 | 0.035122 | 15.8956 | 0.0032766 | 0.01426 | 15.1169 | 0 | 14.8286 | 14.8281 | 1708.9838 | 14.6869 | 1205.7869 | 1236.7189 | 1197.4683 | 0 | 0 | 1197.302 | 701.4556 | 0 | 0 | 0 | 0 | 1197.302 | 701.4556 | 995.7353 | 990.7566
2216 | 2021-04-03 07:00 | 255.7667 |  | 53.7333 | 15.9928 | 0.98625 | 0.2 | 16.5523 | 73.5369 | 73.7183 | 0 |  | 255.7667 | 198.7498 | 54.3348 | 0.059181 | 198.7498 | 54.3348 | 0.052432 | 173.2293 | 51.6713 | 0 | 220.4025 | 220.3732 | 25398.426 | 28.6781 | 24810.172 | 24525.156 | 23302.973 | 0 | 0 | 23250.527 | 766.218 | 0 | 0 | 0 | 0 | 23250.527 | 766.218 | 22367.314 | 22255.4785
2217 | 2021-04-03 08:00 | 484.6 |  | 76.9 | 18.2929 | 1.5596 | 0.2 | 28.6813 | 64.0658 | 61.4944 | 0 |  | 484.6 | 405.3539 | 78.0025 | 0.11213 | 405.3539 | 78.0025 | 0.099342 | 383.1473 | 74.1805 | 0 | 448.1813 | 448.2032 | 51655.84 | 43.4285 | 51542.836 | 48701.543 | 46923.63 | 0 | 0 | 46697.027 | 740.4498 | 0 | 0 | 0 | 0 | 46697.027 | 740.4498 | 45488.277 | 45260.8359
2218 | 2021-04-03 09:00 | 680.4 |  | 77.2833 | 20.3955 | 1.5862 | 0.2 | 39.7214 | 51.8502 | 50.3249 | 0 |  | 680.4 | 602.5196 | 78.4804 | 0.15744 | 602.5196 | 78.4804 | 0.13948 | 585.4575 | 74.636 | 0 | 646.8917 | 646.9058 | 74555.85 | 56.6306 | 74829.664 | 67718.555 | 65953.59 | 0 | 0 | 65460.35 | 705.4181 | 0 | 0 | 0 | 0 | 65460.35 | 705.4181 | 63791.598 | 63472.6367
2219 | 2021-04-03 10:00 | 813.55 |  | 97.7 | 22.168 | 1.9112 | 0.2 | 48.7107 | 35.1132 | 41.1395 | 0 |  | 813.55 | 717.3862 | 99.0476 | 0.18824 | 717.3862 | 99.0476 | 0.16678 | 705.6202 | 94.1966 | 0 | 783.8205 | 783.8273 | 90339.18 | 65.428 | 90754.46 | 79645.664 | 77449.62 | 0 | 0 | 76722.04 | 679.9241 | 0 | 0 | 0 | 0 | 76722.04 | 679.9241 | 74622.42 | 74249.3125
2220 | 2021-04-03 11:00 | 896.1834 |  | 93.8667 | 23.5109 | 1.8137 | 0.2 | 54.0244 | 12.6217 | 35.5376 | 0 |  | 896.1834 | 806.1043 | 95.2328 | 0.20736 | 806.1043 | 95.2328 | 0.18372 | 796.8389 | 90.5694 | 0 | 869.6601 | 869.6074 | 100223.98 | 71.7185 | 100645.93 | 86313.68 | 83744.78 | 0 | 0 | 82850.26 | 662.3938 | 0 | 0 | 0 | 35.6012 | 82814.66 | 665.6399 | 80464.35 | 80062.0234
2221 | 2021-04-03 12:00 | 878.8166 |  | 96.5667 | 24.6147 | 1.6887 | 0.2 | 53.9731 | 347.0748 | 35.3129 | 0 |  | 878.8166 | 787.8997 | 98.0702 | 0.20335 | 787.8997 | 98.0702 | 0.18016 | 778.9325 | 93.2686 | 0 | 854.757 | 854.8014 | 98517.03 | 72.2718 | 98938.266 | 84655.25 | 82440.34 | 0 | 0 | 81558.83 | 660.2486 | 0 | 0 | 0 | 79.6303 | 81479.195 | 663.3729 | 79184.89 | 78788.9688
2222 | 2021-04-03 13:00 | 821.3 |  | 87.25 | 25.2528 | 1.5862 | 0.2 | 48.5764 | 324.6812 | 40.6203 | 0 |  | 821.3 | 741.4282 | 88.8596 | 0.19004 | 741.4282 | 88.8596 | 0.16836 | 729.5524 | 84.5096 | 0 | 797.7807 | 797.7083 | 91940.89 | 69.9347 | 92351.68 | 79680.125 | 76407.81 | 0 | 0 | 75669.19 | 669.1939 | 0 | 0 | 0 | 0 | 75669.19 | 669.1939 | 73611.64 | 73243.5859
2223 | 2021-04-03 14:00 | 670.8166 |  | 84.4667 | 25.352 | 1.9596 | 0.2 | 39.5366 | 308.046 | 49.7052 | 0 |  | 670.8166 | 594.4487 | 86.2471 | 0.15522 | 594.4487 | 86.2471 | 0.13752 | 578.1157 | 82.0256 | 0 | 646.9385 | 646.7952 | 74545.1 | 60.9706 | 74811.46 | 66641.52 | 63985.547 | 0 | 0 | 63501.383 | 693.522 | 0 | 0 | 0 | 0 | 63501.383 | 693.522 | 61903.266 | 61593.75
2224 | 2021-04-03 15:00 | 482.1833 |  | 63.6167 | 24.7722 | 2.1258 | 0.2 | 28.4671 | 295.9031 | 60.8523 | 0 |  | 482.1833 | 426.9284 | 65.2584 | 0.11157 | 426.9284 | 65.2584 | 0.098847 | 404.3681 | 62.0649 | 0 | 457.1043 | 456.986 | 52669.59 | 49.7485 | 52574.613 | 48616.367 | 45853.87 | 0 | 0 | 45623.79 | 727.9179 | 0 | 0 | 0 | 0 | 45623.79 | 727.9179 | 44440.074 | 44217.875
2225 | 2021-04-03 16:00 | 255.3167 |  | 58.25 | 23.5228 | 1.8396 | 0.2 | 16.319 | 286.4823 | 73.0759 | 0 |  | 255.3167 | 203.8534 | 59.9254 | 0.059077 | 203.8534 | 59.9254 | 0.052339 | 178.9791 | 56.9946 | 0 | 231.2542 | 231.2516 | 26652.717 | 36.3275 | 26087.293 | 25155.207 | 23449.861 | 0 | 0 | 23391.594 | 752.4554 | 0 | 0 | 0 | 0 | 23391.594 | 752.4554 | 22510.73 | 22398.1777
2226 | 2021-04-03 17:00 | 15.5333 |  | 15.4833 | 22.1043 | 1.5558 | 0.2 | 3.6062 | 278.511 | 85.8576 | 0 |  | 15.5333 | 0.041463 | 15.415 | 0.0035942 | 0.041463 | 15.415 | 0.0031843 | 0.021974 | 14.6596 | 0 | 14.388 | 14.3881 | 1658.2665 | 22.9114 | 1159.1875 | 1165.2592 | 1131.0613 | 0 | 0 | 1130.9032 | 681.5581 | 0 | 0 | 0 | 0 | 1130.9032 | 681.5581 | 939.8156 | 935.1165161132812
2227 | 2021-04-03 18:00 | 0 |  | 0 | 21.1671 | 0.55583 | 0.2
2228 | 2021-04-03 19:00 | 0 |  | 0 | 20.3174 | 0.27667 | 0.2
2229 | 2021-04-03 20:00 | 0 |  | 0 | 19.4677 | 0.05083 | 0.2
2230 | 2021-04-03 21:00 | 0 |  | 0 | 18.6179 | 0.08708 | 0.2
2231 | 2021-04-03 22:00 | 0 |  | 0 | 17.7682 | 0.11208 | 0.2
2232 | 2021-04-03 23:00 | 0 |  | 0 | 16.9505 | 0.175 | 0.2
2233 | 2021-04-04 | 0 |  | 0 | 16.326 | 0.11292 | 0.2
2234 | 2021-04-04 01:00 | 0 |  | 0 | 15.7127 | 0.14833 | 0.2
2235 | 2021-04-04 02:00 | 0 |  | 0 | 15.1733 | 0.46042 | 0.2
2236 | 2021-04-04 03:00 | 0 |  | 0 | 14.7807 | 0.55083 | 0.2
2237 | 2021-04-04 04:00 | 0 |  | 0 | 14.4247 | 0.33875 | 0.2
2238 | 2021-04-04 05:00 | 0 |  | 0 | 14.2168 | 0.27583 | 0.2
2239 | 2021-04-04 06:00 | 15.1333 |  | 14.9 | 14.6914 | 0.19833 | 0.2 | 3.7233 | 81.1798 | 86.6207 | 0 |  | 15.1333 | 0.158 | 14.8867 | 0.0035016 | 0.158 | 14.8867 | 0.0031023 | 0.062955 | 14.1575 | 0 | 13.936 | 13.9362 | 1606.1791 | 15.5229 | 1111.4536 | 1136.8165 | 1101.0564 | 0 | 0 | 1100.9137 | 699.3206 | 0 | 0 | 0 | 0 | 1100.9137 | 699.3206 | 914.5859 | 910.0130004882812
2240 | 2021-04-04 07:00 | 247.3333 |  | 53.1333 | 16.7746 | 0.67083 | 0.2 | 16.4029 | 73.1627 | 73.8626 | 0 |  | 247.3333 | 191.0754 | 53.7341 | 0.057229 | 191.0754 | 53.7341 | 0.050703 | 166.2441 | 51.1 | 0 | 212.9972 | 213.0024 | 24548.709 | 29.2129 | 23947.783 | 23632.834 | 22404.229 | 0 | 0 | 22355.277 | 764.6356 | 0 | 0 | 0 | 0 | 22355.277 | 764.6356 | 21459.322 | 21352.0254
2241 | 2021-04-04 08:00 | 468.9667 |  | 68.2167 | 19.0563 | 1.0483 | 0.2 | 28.5004 | 63.6741 | 61.6696 | 0 |  | 468.9667 | 398.5036 | 69.2752 | 0.10851 | 398.5036 | 69.2752 | 0.096137 | 376.436 | 65.8811 | 0 | 433.4708 | 433.4516 | 49956.08 | 43.9367 | 49810.582 | 46982.652 | 44914.027 | 0 | 0 | 44706.363 | 742.5613 | 0 | 0 | 0 | 0 | 44706.363 | 742.5613 | 43544.156 | 43326.4375
2242 | 2021-04-04 09:00 | 657.6 |  | 72.0833 | 21.1505 | 1.0517 | 0.2 | 39.4923 | 51.4429 | 50.5475 | 0 |  | 657.6 | 585.014 | 73.2442 | 0.15216 | 585.014 | 73.2442 | 0.13481 | 568.2317 | 69.6564 | 0 | 625.1303 | 625.1398 | 72048.805 | 57.0286 | 72287.66 | 65322.055 | 63029.234 | 0 | 0 | 62583.43 | 709.1062 | 0 | 0 | 0 | 0 | 62583.43 | 709.1062 | 61017.973 | 60712.8828
2243 | 2021-04-04 10:00 | 790.2833 |  | 106.85 | 22.9473 | 0.77583 | 0.2 | 48.416 | 34.7306 | 41.4272 | 0 |  | 790.2833 | 684.9845 | 108.2471 | 0.18286 | 684.9845 | 108.2471 | 0.16201 | 673.5487 | 102.9454 | 0 | 760.9642 | 760.9158 | 87697.93 | 67.1693 | 88099.98 | 76836 | 74834.62 | 0 | 0 | 74136.79 | 674.876 | 0 | 0 | 0 | 0 | 74136.79 | 674.876 | 72139.81 | 71779.1172
2244 | 2021-04-04 11:00 | 860.8 |  | 96.3167 | 24.4119 | 1.0312 | 0.2 | 53.6632 | 12.3793 | 35.8939 | 0 |  | 860.8 | 768.188 | 97.7099 | 0.19918 | 768.188 | 97.7099 | 0.17646 | 759.1463 | 92.9252 | 0 | 835.03 | 834.9553 | 96231.07 | 72.3762 | 96657.04 | 82686.74 | 80277.92 | 0 | 0 | 79448.46 | 662.4833 | 0 | 0 | 0 | 25.7919 | 79422.67 | 664.5584 | 77213.45 | 76827.3828
2245 | 2021-04-04 12:00 | 867.4 |  | 101.65 | 25.5694 | 1.8992 | 0.2 | 53.5847 | 347.0808 | 35.7007 | 0 |  | 867.4 | 771.3849 | 103.2013 | 0.2007 | 771.3849 | 103.2013 | 0.17782 | 762.3764 | 98.1485 | 0 | 843.3143 | 843.2599 | 97188.48 | 72.1351 | 97612.305 | 83570.4 | 81292.11 | 0 | 0 | 80438.555 | 659.5978 | 0 | 0 | 0 | 60.1517 | 80378.41 | 663.7234 | 78129.82 | 77739.1719
2246 | 2021-04-04 13:00 | 792.4167 |  | 116.9667 | 26.2368 | 1.2542 | 0.2 | 48.2103 | 324.8762 | 40.9863 | 0 |  | 792.4167 | 682.3481 | 118.8192 | 0.18335 | 682.3481 | 118.8192 | 0.16244 | 671.1696 | 113.0024 | 0 | 768.4885 | 768.2994 | 88548.4 | 69.9266 | 88948.36 | 76764.8 | 74103.516 | 0 | 0 | 73410.555 | 669.0362 | 0 | 0 | 0 | 0.095766 | 73410.46 | 669.1617 | 71441.92 | 71084.7109
2247 | 2021-04-04 14:00 | 655.6333 |  | 78.7833 | 26.3565 | 1.175 | 0.2 | 39.2094 | 308.3163 | 50.0309 | 0 |  | 655.6333 | 584.941 | 80.5004 | 0.1517 | 584.941 | 80.5004 | 0.1344 | 568.5624 | 76.5602 | 0 | 632.2202 | 632.2741 | 72872.45 | 62.4409 | 73115.266 | 64783.547 | 61815.617 | 0 | 0 | 61361.38 | 694.7304 | 0 | 0 | 0 | 0 | 61361.38 | 694.7304 | 59823.43 | 59524.3125
2248 | 2021-04-04 15:00 | 470.9333 |  | 57.85 | 25.7974 | 1.2217 | 0.2 | 28.1736 | 296.1915 | 61.1433 | 0 |  | 470.9333 | 421.4766 | 59.398 | 0.10897 | 421.4766 | 59.398 | 0.09654 | 398.805 | 56.4914 | 0 | 446.1905 | 446.0228 | 51404.992 | 51.1983 | 51286.28 | 47192.36 | 44966.805 | 0 | 0 | 44739.78 | 716.5749 | 0 | 0 | 0 | 0 | 44739.78 | 716.5749 | 43576.793 | 43358.9062
2249 | 2021-04-04 16:00 | 251.3667 |  | 67.75 | 24.5528 | 1.8233 | 0.2 | 16.0494 | 286.7728 | 73.3426 | 0 |  | 251.3667 | 190.0889 | 69.5573 | 0.058163 | 190.0889 | 69.5573 | 0.05153 | 166.3855 | 66.1557 | 0 | 227.8904 | 227.6148 | 26233.836 | 37.1654 | 25661.5 | 24679.293 | 22994.295 | 0 | 0 | 22937.965 | 747.315 | 0 | 0 | 0 | 0 | 22937.965 | 747.315 | 22049.877 | 21939.6289
2250 | 2021-04-04 17:00 | 15.2833 |  | 15.2833 | 23.0472 | 1.48 | 0.2 | 3.351 | 278.8037 | 86.1095 | 0 |  | 15.2833 | 0 | 15.214 | 0.0035363 | 0 | 15.214 | 0.0031331 | 0 | 14.4685 | 0 | 14.1792 | 14.1794 | 1634.1711 | 23.8453 | 1137.0778 | 1140.3384 | 1108.2201 | 0 | 0 | 1108.0673 | 677.2621 | 0 | 0 | 0 | 0 | 1108.0673 | 677.2621 | 920.6027 | 915.9996337890625
2251 | 2021-04-04 18:00 | 0 |  | 0 | 22.1913 | 0.92667 | 0.2
2252 | 2021-04-04 19:00 | 0 |  | 0 | 21.4555 | 1.0371 | 0.2
2253 | 2021-04-04 20:00 | 0 |  | 0 | 20.7197 | 1.1313 | 0.2
2254 | 2021-04-04 21:00 | 0 |  | 0 | 19.984 | 2.3079 | 0.2
2255 | 2021-04-04 22:00 | 0 |  | 0 | 19.2482 | 2.1258 | 0.2
2256 | 2021-04-04 23:00 | 0 |  | 0 | 18.5376 | 2.3967 | 0.2
2257 | 2021-04-05 | 0 |  | 0 | 17.9772 | 2.6758 | 0.2
2258 | 2021-04-05 01:00 | 0 |  | 0 | 17.4037 | 2.4467 | 0.2
2259 | 2021-04-05 02:00 | 0 |  | 0 | 16.8552 | 3.395 | 0.2
2260 | 2021-04-05 03:00 | 0 |  | 0 | 16.5042 | 3.1963 | 0.2
2261 | 2021-04-05 04:00 | 0 |  | 0 | 16.198 | 1.7333 | 0.2
2262 | 2021-04-05 05:00 | 0 |  | 0 | 16.0175 | 1.5337 | 0.2
2263 | 2021-04-05 06:00 | 14.3667 |  | 14.2 | 16.4919 | 2.2467 | 0.2 | 3.5921 | 80.815 | 86.747 | 0 |  | 14.3667 | 0.10865 | 14.2025 | 0.0033242 | 0.10865 | 14.2025 | 0.0029451 | 0.042404 | 13.5068 | 0 | 13.2782 | 13.278 | 1530.2993 | 17.2136 | 1042.0946 | 1061.1493 | 1029.5087 | 0 | 0 | 1029.3811 | 690.0399 | 0 | 0 | 0 | 0 | 1029.3811 | 690.0399 | 854.4745 | 850.2020874023438
2264 | 2021-04-05 07:00 | 246.8833 |  | 51.6333 | 18.7124 | 2.1412 | 0.2 | 16.253 | 72.791 | 74.0073 | 0 |  | 246.8833 | 192.1407 | 52.2289 | 0.057125 | 192.1407 | 52.2289 | 0.050611 | 166.8667 | 49.6686 | 0 | 212.2046 | 212.2927 | 24467.04 | 30.307 | 23864.95 | 23472.312 | 22493.453 | 0 | 0 | 22443.605 | 759.6542 | 0 | 0 | 0 | 0 | 22443.605 | 759.6542 | 21548.738 | 21440.9961
2265 | 2021-04-05 08:00 | 470.3167 |  | 55.1833 | 21.1269 | 1.5179 | 0.2 | 28.3188 | 63.2858 | 61.8456 | 0 |  | 470.3167 | 412.8686 | 56.1402 | 0.10882 | 412.8686 | 56.1402 | 0.096414 | 389.7563 | 53.3897 | 0 | 434.2831 | 434.3434 | 50058.844 | 45.5315 | 49915.277 | 46839.453 | 45105.11 | 0 | 0 | 44890.6 | 733.65 | 0 | 0 | 0 | 0 | 44890.6 | 733.65 | 43724.066 | 43505.4453
2266 | 2021-04-05 09:00 | 658.15 |  | 72.5 | 23.2869 | 1.0017 | 0.2 | 39.2625 | 51.0404 | 50.7708 | 0 |  | 658.15 | 585.2245 | 73.6703 | 0.15229 | 585.2245 | 73.6703 | 0.13492 | 568.2166 | 70.0617 | 0 | 625.5127 | 625.5131 | 72091.69 | 59.2681 | 72331.19 | 64858.688 | 62037.258 | 0 | 0 | 61592.37 | 699.5791 | 0 | 0 | 0 | 0 | 61592.37 | 699.5791 | 60049.434 | 59749.1836
2267 | 2021-04-05 10:00 | 792.55 |  | 86 | 25.4713 | 1.2071 | 0.2 | 48.1212 | 34.3547 | 41.7153 | 0 |  | 792.55 | 708.2415 | 87.2921 | 0.18338 | 708.2415 | 87.2921 | 0.16247 | 696.206 | 83.0169 | 0 | 763.6384 | 763.6497 | 88010.32 | 68.9899 | 88413.875 | 76598.78 | 74408.66 | 0 | 0 | 73717.48 | 670.6628 | 0 | 0 | 0 | 0 | 73717.48 | 670.6628 | 71736.945 | 71378.2578
2268 | 2021-04-05 11:00 | 878.2 |  | 92.5667 | 27.2625 | 1.9612 | 0.2 | 53.3031 | 12.1429 | 36.2493 | 0 |  | 878.2 | 789.5393 | 93.9452 | 0.2032 | 789.5393 | 93.9452 | 0.18003 | 780.0249 | 89.3448 | 0 | 851.9823 | 851.8234 | 98178.07 | 74.1684 | 98603.11 | 83788.49 | 80826.09 | 0 | 0 | 79987.63 | 659.9158 | 0 | 0 | 0 | 176.5296 | 79811.1 | 665.8115 | 77585.92 | 77197.9922
2269 | 2021-04-05 12:00 | 863.5167 |  | 116.3167 | 28.5174 | 1.4671 | 0.2 | 53.1982 | 347.0875 | 36.0867 | 0 |  | 863.5167 | 752.8006 | 117.961 | 0.19981 | 752.8006 | 117.961 | 0.17702 | 743.7822 | 112.1854 | 0 | 838.8483 | 838.7221 | 96665.78 | 75.752 | 97090.09 | 82003.14 | 79351.03 | 0 | 0 | 78516.81 | 652.727 | 0 | 0 | 0 | 282.3028 | 78234.51 | 661.3327 | 76073.81 | 75693.4375
2270 | 2021-04-05 13:00 | 794.0833 |  | 98.3833 | 29.2189 | 1.1508 | 0.2 | 47.8458 | 325.0682 | 41.3508 | 0 |  | 794.0833 | 702.9178 | 100.1193 | 0.18374 | 702.9178 | 100.1193 | 0.16279 | 691.142 | 95.2181 | 0 | 770.6329 | 770.704 | 88822.82 | 73.252 | 89221.625 | 76043.72 | 73912.37 | 0 | 0 | 73189.734 | 656.8162 | 0 | 0 | 0 | 88.7829 | 73100.95 | 660.9196 | 71144.48 | 70788.7578
2271 | 2021-04-05 14:00 | 657.8667 |  | 108.7167 | 29.3354 | 1.2233 | 0.2 | 38.8834 | 308.5833 | 50.3554 | 0 |  | 657.8667 | 556.9711 | 111.1753 | 0.15222 | 556.9711 | 111.1753 | 0.13486 | 541.0793 | 105.7349 | 0 | 633.8779 | 633.9203 | 73060.24 | 65.4343 | 73306.09 | 64263.94 | 61560.67 | 0 | 0 | 61100.543 | 684.9219 | 0 | 0 | 0 | 0 | 61100.543 | 684.9219 | 59568.24 | 59270.3984
2272 | 2021-04-05 15:00 | 467.6333 |  | 56.4333 | 28.71 | 1.715 | 0.2 | 27.8812 | 296.4775 | 61.4333 | 0 |  | 467.6333 | 419.6975 | 57.9611 | 0.1082 | 419.6975 | 57.9611 | 0.095864 | 396.7169 | 55.1248 | 0 | 442.8049 | 442.4309 | 50990.727 | 53.3471 | 50864.273 | 46467.406 | 44410.695 | 0 | 0 | 44186.305 | 712.2317 | 0 | 0 | 0 | 0 | 44186.305 | 712.2317 | 43036.332 | 42821.1484
2273 | 2021-04-05 16:00 | 246.6 |  | 56.1667 | 27.3229 | 3.2321 | 0.2 | 15.7809 | 287.0615 | 73.6081 | 0 |  | 246.6 | 197.3043 | 57.8166 | 0.05706 | 197.3043 | 57.8166 | 0.050553 | 172.1583 | 54.989 | 0 | 222.6044 | 222.2367 | 25613.756 | 38.8729 | 25032.371 | 23942.234 | 22315.234 | 0 | 0 | 22261.436 | 743.4636 | 0 | 0 | 0 | 0 | 22261.436 | 743.4636 | 21364.36 | 21257.5371
2274 | 2021-04-05 17:00 | 13.8833 |  | 13.8833 | 25.4726 | 2.855 | 0.2 | 3.0972 | 279.0952 | 86.36 | 0 |  | 13.8833 | 0 | 13.8406 | 0.0032124 | 0 | 13.8406 | 0.0028461 | 0 | 13.1623 | 0 | 12.8991 | 12.899 | 1486.6132 | 26.1546 | 1002.2848 | 999.4937 | 968.2953 | 0 | 0 | 968.1736 | 664.792 | 0 | 0 | 0 | 0.01426 | 968.1593 | 665.0267 | 803.1032 | 799.0876
2275 | 2021-04-05 18:00 | 0 |  | 0 | 24.247 | 2.4758 | 0.2
2276 | 2021-04-05 19:00 | 0 |  | 0 | 23.2701 | 2.55 | 0.2
2277 | 2021-04-05 20:00 | 0 |  | 0 | 22.3071 | 2.45 | 0.2
2278 | 2021-04-05 21:00 | 0 |  | 0 | 21.3426 | 2.5017 | 0.2
2279 | 2021-04-05 22:00 | 0 |  | 0 | 20.3781 | 2.0171 | 0.2
2280 | 2021-04-05 23:00 | 0 |  | 0 | 19.4447 | 1.5525 | 0.2
2281 | 2021-04-06 | 0 |  | 0 | 18.6996 | 1.3525 | 0.2
2282 | 2021-04-06 01:00 | 0 |  | 0 | 17.9549 | 1.0008 | 0.2
2283 | 2021-04-06 02:00 | 0 |  | 0 | 17.2472 | 1.2337 | 0.2
2284 | 2021-04-06 03:00 | 0 |  | 0 | 16.8045 | 1.5775 | 0.2
2285 | 2021-04-06 04:00 | 0 |  | 0 | 16.4216 | 0.79125 | 0.2
2286 | 2021-04-06 05:00 | 0 |  | 0 | 16.1893 | 0.84917 | 0.2
2287 | 2021-04-06 06:00 | 13.7333 |  | 13.3333 | 16.5823 | 0.81292 | 0.2 | 3.4609 | 80.4523 | 86.8733 | 0 |  | 13.7333 | 0.25064 | 13.9512 | 0.0031777 | 0.25064 | 13.9512 | 0.0028153 | 0.095611 | 13.2685 | 0 | 13.0968 | 13.0968 | 1509.4652 | 17.3422 | 1023.1618 | 1041.3905 | 1010.7463 | 0 | 0 | 1010.6215 | 689.0914 | 0 | 0 | 0 | 0 | 1010.6215 | 689.0914 | 838.7258 | 834.5321655273438
2288 | 2021-04-06 07:00 | 225.2333 |  | 70.6333 | 18.4435 | 0.78792 | 0.2 | 16.1028 | 72.4219 | 74.1524 | 0 |  | 225.2333 | 152.1638 | 71.1261 | 0.052116 | 152.1638 | 71.1261 | 0.046172 | 131.9022 | 67.6393 | 0 | 195.5507 | 195.569 | 22539.465 | 29.8031 | 21909.652 | 21583 | 20515.793 | 0 | 0 | 20474.416 | 759.8681 | 0 | 0 | 0 | 0 | 20474.416 | 759.8681 | 19563.88 | 19466.0625
2289 | 2021-04-06 08:00 | 440.6333 |  | 70.1 | 20.5512 | 0.76125 | 0.2 | 28.1365 | 62.901 | 62.0222 | 0 |  | 440.6333 | 368.5677 | 71.1658 | 0.10196 | 368.5677 | 71.1658 | 0.090329 | 347.7092 | 67.6789 | 0 | 407.0803 | 407.1057 | 46919.902 | 44.2266 | 46716.074 | 44016.812 | 42513.508 | 0 | 0 | 42324.9 | 737.6921 | 0 | 0 | 0 | 0 | 42324.9 | 737.6921 | 41218.957 | 41012.8633
2290 | 2021-04-06 09:00 | 621.25 |  | 93.0333 | 22.5438 | 1.0604 | 0.2 | 39.032 | 50.643 | 50.9949 | 0 |  | 621.25 | 527.9028 | 94.3432 | 0.14375 | 527.9028 | 94.3432 | 0.12736 | 512.3597 | 89.7219 | 0 | 590.0399 | 590.0436 | 68004 | 56.3941 | 68182.28 | 61744.973 | 60010.902 | 0 | 0 | 59602.438 | 705.5326 | 0 | 0 | 0 | 0 | 59602.438 | 705.5326 | 58102.703 | 57812.1914
2291 | 2021-04-06 10:00 | 758.4334 |  | 107.9333 | 24.3238 | 1.2837 | 0.2 | 47.8263 | 33.9856 | 42.0035 | 0 |  | 758.4334 | 652.1385 | 109.353 | 0.17549 | 652.1385 | 109.353 | 0.15548 | 640.8587 | 103.9972 | 0 | 729.9588 | 729.9573 | 84130.49 | 65.7774 | 84506.72 | 74068.984 | 71414.44 | 0 | 0 | 70800.67 | 685.0952 | 0 | 0 | 0 | 0 | 70800.67 | 685.0952 | 68932.86 | 68588.1953
2292 | 2021-04-06 11:00 | 844.15 |  | 109.9 | 25.9225 | 1.945 | 0.2 | 52.9442 | 11.9124 | 36.6037 | 0 |  | 844.15 | 737.9931 | 111.3888 | 0.19532 | 737.9931 | 111.3888 | 0.17305 | 728.8899 | 105.9342 | 0 | 818.1277 | 818.1276 | 94291.95 | 71.0062 | 94716.82 | 81443.72 | 79405.734 | 0 | 0 | 78600.625 | 664.1659 | 0 | 0 | 0 | 18.5364 | 78582.09 | 666.0893 | 76407.25 | 76025.2109
2293 | 2021-04-06 12:00 | 848.9667 |  | 108.2833 | 27.094 | 2.3967 | 0.2 | 52.8137 | 347.0949 | 36.4708 | 0 |  | 848.9667 | 746.337 | 109.8995 | 0.19644 | 746.337 | 109.8995 | 0.17404 | 737.1679 | 104.5187 | 0 | 824.8528 | 824.6912 | 95047.48 | 71.6149 | 95470.9 | 81896.82 | 79656.86 | 0 | 0 | 78849.766 | 665.1975 | 0 | 0 | 0 | 3.4779 | 78846.29 | 665.7037 | 76660.67 | 76277.3672
2294 | 2021-04-06 13:00 | 780.7 |  | 114.2 | 27.7602 | 2.7725 | 0.2 | 47.483 | 325.2573 | 41.7136 | 0 |  | 780.7 | 673.5237 | 116.059 | 0.18064 | 673.5237 | 116.059 | 0.16004 | 661.9876 | 110.3774 | 0 | 756.9177 | 756.7491 | 87216.66 | 67.9207 | 87607.86 | 76164.88 | 73306.664 | 0 | 0 | 72637.73 | 674.8994 | 0 | 0 | 0 | 0 | 72637.73 | 674.8994 | 70699.25 | 70345.75
2295 | 2021-04-06 14:00 | 641.0666 |  | 89.95 | 27.8785 | 2.9258 | 0.2 | 38.5587 | 308.8472 | 50.6787 | 0 |  | 641.0666 | 559.0859 | 91.8162 | 0.14833 | 559.0859 | 91.8162 | 0.13142 | 542.8317 | 87.3222 | 0 | 617.5508 | 617.3041 | 71146.06 | 60.4109 | 71366.39 | 63698.22 | 61194.53 | 0 | 0 | 60756.582 | 696.6664 | 0 | 0 | 0 | 0 | 60756.582 | 696.6664 | 59231.74 | 58935.5781
2296 | 2021-04-06 15:00 | 445.3833 |  | 79.2 | 27.3024 | 2.5792 | 0.2 | 27.5901 | 296.761 | 61.722 | 0 |  | 445.3833 | 373.8791 | 81.3037 | 0.10306 | 373.8791 | 81.3037 | 0.091303 | 353.0406 | 77.3261 | 0 | 421.7594 | 421.7617 | 48609.934 | 49.8829 | 48438.258 | 44763.29 | 42385.88 | 0 | 0 | 42187.914 | 726.0853 | 0 | 0 | 0 | 0 | 42187.914 | 726.0853 | 41085.227 | 40879.8008
2297 | 2021-04-06 16:00 | 226.2667 |  | 65.7833 | 26.0417 | 1.9688 | 0.2 | 15.5138 | 287.3484 | 73.8722 | 0 |  | 226.2667 | 166.4109 | 67.5685 | 0.052355 | 166.4109 | 67.5685 | 0.046384 | 144.7314 | 64.2644 | 0 | 204.8158 | 204.6535 | 23585.807 | 37.3071 | 22974.455 | 22081.656 | 20713.363 | 0 | 0 | 20666.865 | 744.3244 | 0 | 0 | 0 | 0 | 20666.865 | 744.3244 | 19757.064 | 19658.2793
2298 | 2021-04-06 17:00 | 13.2 |  | 13.2 | 24.4139 | 1.1921 | 0.2 | 2.8451 | 279.3854 | 86.6088 | 0 |  | 13.2 | 0 | 13.1657 | 0.0030543 | 0 | 13.1657 | 0.002706 | 0 | 12.5206 | 0 | 12.2701 | 12.27 | 1414.1519 | 25.1137 | 936.4518 | 936.2421 | 909.4013 | 0 | 0 | 909.2921 | 659.4686 | 0 | 0 | 0 | 0.39277 | 908.8993 | 664.7154 | 753.4445 | 749.6773071289062
2299 | 2021-04-06 18:00 | 0 |  | 0 | 23.4136 | 0.95 | 0.2
2300 | 2021-04-06 19:00 | 0 |  | 0 | 22.7122 | 1.1225 | 0.2
2301 | 2021-04-06 20:00 | 0 |  | 0 | 21.9444 | 1.5571 | 0.2
2302 | 2021-04-06 21:00 | 0 |  | 0 | 21.1593 | 2.2354 | 0.2
2303 | 2021-04-06 22:00 | 0 |  | 0 | 20.3742 | 2.1242 | 0.2
2304 | 2021-04-06 23:00 | 0 |  | 0 | 19.6146 | 2.4983 | 0.2
2305 | 2021-04-07 | 0 |  | 0 | 19.0093 | 2.3775 | 0.2
2306 | 2021-04-07 01:00 | 0 |  | 0 | 18.401 | 1.9912 | 0.2
2307 | 2021-04-07 02:00 | 0 |  | 0 | 17.822 | 1.5888 | 0.2
2308 | 2021-04-07 03:00 | 0 |  | 0 | 17.458 | 1.5654 | 0.2
2309 | 2021-04-07 04:00 | 0 |  | 0 | 17.1426 | 0.92833 | 0.2
2310 | 2021-04-07 05:00 | 0 |  | 0 | 16.9551 | 0.98375 | 0.2
2311 | 2021-04-07 06:00 | 13.2833 |  | 13.0667 | 17.3451 | 1.7537 | 0.2 | 3.3297 | 80.0917 | 86.9997 | 0 |  | 13.2833 | 0.13028 | 13.0942 | 0.0030736 | 0.13028 | 13.0942 | 0.0027231 | 0.048453 | 12.4527 | 0 | 12.2512 | 12.2511 | 1411.9808 | 18.0261 | 934.4888 | 949.0053 | 922.1932 | 0 | 0 | 922.0867 | 680.1814 | 0 | 0 | 0 | 0 | 922.0867 | 680.1814 | 764.4896 | 760.6671752929688
2312 | 2021-04-07 07:00 | 215.1333 |  | 64.4333 | 19.1494 | 2.7837 | 0.2 | 15.9521 | 72.0556 | 74.298 | 0 |  | 215.1333 | 148.3505 | 64.922 | 0.049779 | 148.3505 | 64.922 | 0.044102 | 128.3515 | 61.7394 | 0 | 186.2891 | 186.3655 | 21478.924 | 29.0347 | 20835.113 | 20572.932 | 19546.586 | 0 | 0 | 19509.184 | 763.3435 | 0 | 0 | 0 | 0 | 19509.184 | 763.3435 | 18597.588 | 18504.5996
2313 | 2021-04-07 08:00 | 424.55 |  | 80.1833 | 21.2094 | 2.7483 | 0.2 | 27.9535 | 62.5199 | 62.1995 | 0 |  | 424.55 | 342.5921 | 81.3229 | 0.098235 | 342.5921 | 81.3229 | 0.087032 | 322.9896 | 77.3383 | 0 | 392.3214 | 392.4108 | 45226.44 | 42.0574 | 44990.145 | 42684.984 | 40941.617 | 0 | 0 | 40769.223 | 743.4187 | 0 | 0 | 0 | 0 | 40769.223 | 743.4187 | 39700.38 | 39501.875
2314 | 2021-04-07 09:00 | 607.9833 |  | 101.65 | 23.165 | 3.2725 | 0.2 | 38.8009 | 50.2508 | 51.2197 | 0 |  | 607.9833 | 506.0999 | 103.2071 | 0.14068 | 506.0999 | 103.2071 | 0.12464 | 491.0027 | 98.1516 | 0 | 577.3712 | 577.3714 | 66543.29 | 53.1168 | 66698.37 | 61076.14 | 59399.113 | 0 | 0 | 59008.773 | 713.708 | 0 | 0 | 0 | 0 | 59008.773 | 713.708 | 57522.016 | 57234.4062
2315 | 2021-04-07 10:00 | 747.4 |  | 117.1667 | 24.9451 | 3.1533 | 0.2 | 47.5314 | 33.6232 | 42.2918 | 0 |  | 747.4 | 631.8997 | 119.0556 | 0.17294 | 631.8997 | 119.0556 | 0.15322 | 620.7754 | 113.2251 | 0 | 719.3206 | 719.3963 | 82911.68 | 62.4674 | 83275.94 | 73846.22 | 70799.11 | 0 | 0 | 70215.24 | 695.4509 | 0 | 0 | 0 | 0 | 70215.24 | 695.4509 | 68369.71 | 68027.8672
2316 | 2021-04-07 11:00 | 797 |  | 152.8667 | 26.4653 | 2.8225 | 0.2 | 52.5864 | 11.6878 | 36.9571 | 0 |  | 797 | 647.4986 | 155.1714 | 0.18441 | 647.4986 | 155.1714 | 0.16338 | 639.3248 | 147.5736 | 0 | 771.1605 | 771.2198 | 88882.73 | 67.3007 | 89288.85 | 77826.35 | 75256.586 | 0 | 0 | 74554.26 | 676.5394 | 0 | 0 | 0 | 0 | 74554.26 | 676.5394 | 72540.86 | 72178.1562
2317 | 2021-04-07 12:00 | 796.65 |  | 162.9333 | 27.553 | 3.645 | 0.2 | 52.4311 | 347.1032 | 36.8528 | 0 |  | 796.65 | 638.6413 | 165.504 | 0.18433 | 638.6413 | 165.504 | 0.16331 | 630.5973 | 157.4017 | 0 | 772.239 | 772.1775 | 88996.8 | 66.9373 | 89400.68 | 78013.984 | 74830.01 | 0 | 0 | 74147.05 | 680.4189 | 0 | 0 | 0 | 0 | 74147.05 | 680.4189 | 72149.67 | 71788.9219
2318 | 2021-04-07 13:00 | 728.45 |  | 140.4167 | 28.1558 | 4.0175 | 0.2 | 47.122 | 325.4437 | 42.0746 | 0 |  | 728.45 | 594.3267 | 143.0609 | 0.16855 | 594.3267 | 143.0609 | 0.14933 | 583.921 | 136.0587 | 0 | 705.5801 | 705.7452 | 81338.31 | 63.5468 | 81682.51 | 72129.36 | 69505.19 | 0 | 0 | 68925.164 | 688.0679 | 0 | 0 | 0 | 0 | 68925.164 | 688.0679 | 67128.34 | 66792.7031
2319 | 2021-04-07 14:00 | 603.8667 |  | 103.7167 | 28.2418 | 5.3675 | 0.2 | 38.2355 | 309.1079 | 51.0006 | 0 |  | 603.8667 | 507.4921 | 106.1306 | 0.13973 | 507.4921 | 106.1306 | 0.12379 | 492.4601 | 100.9372 | 0 | 581.5294 | 581.5367 | 67024.63 | 55.6667 | 67182.31 | 60952.36 | 57892.656 | 0 | 0 | 57514.117 | 714.0865 | 0 | 0 | 0 | 0 | 57514.117 | 714.0865 | 56060.207 | 55779.9062
2320 | 2021-04-07 15:00 | 416.1167 |  | 93.1333 | 27.6708 | 5.7088 | 0.2 | 27.3003 | 297.0421 | 62.0094 | 0 |  | 416.1167 | 329.8861 | 95.4473 | 0.096284 | 329.8861 | 95.4473 | 0.085303 | 311.1705 | 90.7782 | 0 | 393.9098 | 393.6698 | 45371.97 | 45.95 | 45138.758 | 42266.516 | 40135.57 | 0 | 0 | 39961.105 | 730.0283 | 0 | 0 | 0 | 0 | 39961.105 | 730.0283 | 38911.64 | 38717.082
2321 | 2021-04-07 16:00 | 209.45 |  | 71.1167 | 26.4517 | 6.1783 | 0.2 | 15.2483 | 287.6335 | 74.1349 | 0 |  | 209.45 | 143.5643 | 72.9378 | 0.048464 | 143.5643 | 72.9378 | 0.042937 | 124.4436 | 69.3708 | 0 | 189.9382 | 189.7258 | 21866.852 | 35.0749 | 21231.482 | 20559.514 | 19232.959 | 0 | 0 | 19192.916 | 747.0414 | 0 | 0 | 0 | 0 | 19192.916 | 747.0414 | 18281.918 | 18190.5078
2322 | 2021-04-07 17:00 | 11.9667 |  | 11.9667 | 24.9088 | 4.9592 | 0.2 | 2.5947 | 279.6744 | 86.856 | 0 |  | 11.9667 | 0 | 11.9581 | 0.0027689 | 0 | 11.9581 | 0.0024531 | 0 | 11.3721 | 0 | 11.1446 | 11.1452 | 1284.5398 | 25.4442 | 819.4649 | 818.648 | 794.0768 | 0 | 0 | 793.9923 | 653.9788 | 0 | 0 | 0 | 0.82581 | 793.1664 | 661.6119 | 656.6514 | 653.3681030273438
2323 | 2021-04-07 18:00 | 0 |  | 0 | 24.0295 | 4.3646 | 0.2
2324 | 2021-04-07 19:00 | 0 |  | 0 | 23.3065 | 4.1913 | 0.2
2325 | 2021-04-07 20:00 | 0 |  | 0 | 22.7602 | 3.4921 | 0.2
2326 | 2021-04-07 21:00 | 0 |  | 0 | 22.135 | 3.2017 | 0.2
2327 | 2021-04-07 22:00 | 0 |  | 0 | 21.4905 | 3.0017 | 0.2
2328 | 2021-04-07 23:00 | 0 |  | 0 | 20.8617 | 2.8742 | 0.2
2329 | 2021-04-08 | 0 |  | 0 | 20.3377 | 3.0758 | 0.2
2330 | 2021-04-08 01:00 | 0 |  | 0 | 19.8758 | 2.5688 | 0.2
2331 | 2021-04-08 02:00 | 0 |  | 0 | 19.4667 | 1.8525 | 0.2
2332 | 2021-04-08 03:00 | 0 |  | 0 | 19.1722 | 1.9854 | 0.2
2333 | 2021-04-08 04:00 | 0 |  | 0 | 18.94 | 2.3433 | 0.2
2334 | 2021-04-08 05:00 | 0 |  | 0 | 18.8095 | 3.4192 | 0.2
2335 | 2021-04-08 06:00 | 6.2667 |  | 6.2667 | 19.0609 | 3.5758 | 0.2 | 3.1985 | 79.7335 | 87.1261 | 0 |  | 6.2667 | 0 | 6.3888 | 0.00145 | 0 | 6.3888 | 0.0012847 | 0 | 6.076 | 0 | 5.9545 | 5.9549 | 686.3343 | 19.3656 | 300.8387 | 300.522 | 295.162 | 0 | 0 | 295.1486 | 613.7424 | 0 | 0 | 0 | 11.1357 | 284.0129 | 649.9987 | 233.7837 | 232.61483764648438
2336 | 2021-04-08 07:00 | 166.0333 |  | 95.4 | 20.4578 | 3.3775 | 0.2 | 15.8011 | 71.692 | 74.4439 | 0 |  | 166.0333 | 69.5441 | 95.2967 | 0.038418 | 69.5441 | 95.2967 | 0.034037 | 60.0514 | 90.626 | 0 | 147.6639 | 147.7133 | 17024.37 | 28.0841 | 16329.704 | 16172.591 | 15441.685 | 0 | 0 | 15418.429 | 762.6434 | 0 | 0 | 0 | 0 | 15418.429 | 762.6434 | 14550.641 | 14477.8877
2337 | 2021-04-08 08:00 | 320.2667 |  | 156.2833 | 21.9568 | 3.0033 | 0.2 | 27.77 | 62.1425 | 62.3775 | 0 |  | 320.2667 | 163.1633 | 157.0299 | 0.074105 | 163.1633 | 157.0299 | 0.065654 | 153.7237 | 149.3356 | 0 | 296.9981 | 297.0221 | 34232.29 | 37.555 | 33790.504 | 32510.133 | 31330.125 | 0 | 0 | 31230.994 | 750.8964 | 0 | 0 | 0 | 0 | 31230.994 | 750.8964 | 30324.83 | 30173.2051
2338 | 2021-04-08 09:00 | 428.8333 |  | 277.3833 | 23.1146 | 2.5792 | 0.2 | 38.5693 | 49.8637 | 51.4451 | 0 |  | 428.8333 | 151.4004 | 277.3243 | 0.099226 | 151.4004 | 277.3243 | 0.08791 | 146.8245 | 263.738 | 0 | 402.3513 | 402.3506 | 46372.332 | 44.6559 | 46157.977 | 43433.25 | 41723.316 | 0 | 0 | 41541.17 | 735.4596 | 0 | 0 | 0 | 0 | 41541.17 | 735.4596 | 40453.887 | 40251.6172
2339 | 2021-04-08 10:00 | 358.3 |  | 330.3167 | 23.7508 | 2.2225 | 0.2 | 47.2365 | 33.2677 | 42.5802 | 0 |  | 358.3 | 28.0608 | 333.9047 | 0.082906 | 28.0608 | 333.9047 | 0.073451 | 27.5581 | 317.5488 | 0 | 338.2047 | 338.1868 | 38977.6 | 42.1531 | 38622.703 | 36626.03 | 34832.195 | 0 | 0 | 34707.418 | 746.3521 | 0 | 0 | 0 | 0 | 34707.418 | 746.3521 | 33750.824 | 33582.0703
2340 | 2021-04-08 11:00 | 362.75 |  | 287.0667 | 24.1916 | 3.0208 | 0.2 | 52.23 | 11.4691 | 37.3092 | 0 |  | 362.75 | 76.0884 | 287.7103 | 0.083935 | 76.0884 | 287.7103 | 0.074363 | 75.1056 | 273.6186 | 0 | 341.7496 | 341.736 | 39385.863 | 42.1237 | 39038.543 | 37024.773 | 35837.03 | 0 | 0 | 35703.1 | 740.6724 | 0 | 0 | 0 | 0 | 35703.1 | 740.6724 | 34733.85 | 34560.1797
2341 | 2021-04-08 12:00 | 463.5167 |  | 348.6667 | 24.7239 | 3.0742 | 0.2 | 52.0507 | 347.1124 | 37.2328 | 0 |  | 463.5167 | 115.7584 | 349.7294 | 0.10725 | 115.7584 | 349.7294 | 0.09502 | 114.264 | 332.6023 | 0 | 437.9291 | 437.8623 | 50466.543 | 47.6443 | 50330.8 | 46907.03 | 45478.516 | 0 | 0 | 45254.66 | 726.6006 | 0 | 0 | 0 | 0 | 45254.66 | 726.6006 | 44079.59 | 43859.1914
2342 | 2021-04-08 13:00 | 490.4 |  | 345.8333 | 25.0702 | 3.3967 | 0.2 | 46.763 | 325.6275 | 42.4337 | 0 |  | 490.4 | 146.1378 | 347.1119 | 0.11347 | 146.1378 | 347.1119 | 0.10053 | 143.5228 | 330.1149 | 0 | 464.1649 | 464.089 | 53488.094 | 49.0097 | 53409.867 | 49557.94 | 47594.566 | 0 | 0 | 47348.867 | 725.4812 | 0 | 0 | 0 | 0 | 47348.867 | 725.4812 | 46124.97 | 45894.3438
2343 | 2021-04-08 14:00 | 297.65 |  | 274.9167 | 24.9096 | 3.6275 | 0.2 | 37.9139 | 309.3657 | 51.3208 | 0 |  | 297.65 | 23.0721 | 278.0973 | 0.068872 | 23.0721 | 278.0973 | 0.061018 | 22.3759 | 264.4768 | 0 | 281.1157 | 281.0713 | 32394.42 | 39.2569 | 31920.125 | 30542.07 | 29219.107 | 0 | 0 | 29132.098 | 747.4487 | 0 | 0 | 0 | 0 | 29132.098 | 747.4487 | 28238.895 | 28097.6992
2344 | 2021-04-08 15:00 | 327.3333 |  | 161.95 | 24.963 | 2.905 | 0.2 | 27.0121 | 297.3207 | 62.2954 | 0 |  | 327.3333 | 168.9775 | 163.4159 | 0.07574 | 168.9775 | 163.4159 | 0.067103 | 159.2195 | 155.4168 | 0 | 308.3436 | 308.3319 | 35536.496 | 41.2277 | 35118.965 | 33383.94 | 31870.086 | 0 | 0 | 31763.271 | 741.4979 | 0 | 0 | 0 | 0 | 31763.271 | 741.4979 | 30848.918 | 30694.6738
2345 | 2021-04-08 16:00 | 126.55 |  | 107.0333 | 24.2973 | 2.5775 | 0.2 | 14.9843 | 287.9168 | 74.396 | 0 |  | 126.55 | 20.2723 | 107.9743 | 0.029282 | 20.2723 | 107.9743 | 0.025943 | 17.5117 | 102.6855 | 0 | 117.7932 | 117.7982 | 13576.533 | 30.6045 | 12857.229 | 12631.619 | 12137.175 | 0 | 0 | 12121.965 | 748.4172 | 0 | 0 | 0 | 0 | 12121.965 | 748.4172 | 11314.396 | 11257.8252
2346 | 2021-04-08 17:00 | 3.3667 |  | 3.3667 | 23.4313 | 2.2033 | 0.2 | 2.3462 | 279.9621 | 87.0609 | 0 |  | 3.3667 | 0 | 3.4491 | 0.000779 | 0 | 3.4491 | 0.00069016 | 0 | 3.2799 | 0 | 3.2143 | 3.2138 | 370.3995 | 23.6063 | 90.1247 | 90 | 89.6323 | 0 | 0 | 89.6285 | 350.5055 | 0 | 0 | 0 | 80.1866 | 9.442 | 649.9999 | 7.748 | 7.709236145019531
2347 | 2021-04-08 18:00 | 0 |  | 0 | 22.8024 | 1.7188 | 0.2
2348 | 2021-04-08 19:00 | 0 |  | 0 | 22.12 | 0.84208 | 0.2
2349 | 2021-04-08 20:00 | 0 |  | 0 | 21.4204 | 0.74833 | 0.2
2350 | 2021-04-08 21:00 | 0 |  | 0 | 20.7207 | 1.0846 | 0.2
2351 | 2021-04-08 22:00 | 0 |  | 0 | 20.0211 | 1.4821 | 0.2
2352 | 2021-04-08 23:00 | 0 |  | 0 | 19.3351 | 2.15 | 0.2
2353 | 2021-04-09 | 0 |  | 0 | 18.7285 | 1.4204 | 0.2
2354 | 2021-04-09 01:00 | 0 |  | 0 | 18.1039 | 0.61625 | 0.2
2355 | 2021-04-09 02:00 | 0 |  | 0 | 17.5092 | 0.68125 | 0.2
2356 | 2021-04-09 03:00 | 0 |  | 0 | 17.1344 | 1.6975 | 0.2
2357 | 2021-04-09 04:00 | 0 |  | 0 | 16.8093 | 1.2525 | 0.2
2358 | 2021-04-09 05:00 | 0 |  | 0 | 16.6059 | 1.3733 | 0.2
2359 | 2021-04-09 06:00 | 10.1167 |  | 10.1167 | 16.9113 | 1.6442 | 0.2 | 3.0672 | 79.3776 | 87.2526 | 0 |  | 10.1167 | 0 | 10.2139 | 0.0023409 | 0 | 10.2139 | 0.0020739 | 0 | 9.7136 | 0 | 9.5193 | 9.5187 | 1097.0784 | 17.4431 | 652.1749 | 660.33 | 642.7991 | 0 | 0 | 642.7463 | 671.3044 | 0 | 0 | 0 | 0 | 642.7463 | 671.3044 | 531.2203 | 528.5642700195312
2360 | 2021-04-09 07:00 | 193.5833 |  | 74.6333 | 18.4983 | 2.6079 | 0.2 | 15.6497 | 71.3315 | 74.5903 | 0 |  | 193.5833 | 117.1359 | 75.1302 | 0.044792 | 117.1359 | 75.1302 | 0.039684 | 100.9449 | 71.4473 | 0 | 168.9444 | 169.0476 | 19482.531 | 27.5371 | 18814.027 | 18662.734 | 17515.268 | 0 | 0 | 17485.656 | 770.813 | 0 | 0 | 0 | 0 | 17485.656 | 770.813 | 16585.957 | 16503.0273
2361 | 2021-04-09 08:00 | 383.1667 |  | 127 | 20.3274 | 2.8312 | 0.2 | 27.5858 | 61.7689 | 62.5561 | 0 |  | 383.1667 | 254.9248 | 128.1698 | 0.088659 | 254.9248 | 128.1698 | 0.078548 | 240.0119 | 121.8897 | 0 | 354.6635 | 354.6896 | 40878.203 | 39.1004 | 40559.01 | 38842.07 | 37347.926 | 0 | 0 | 37206.08 | 747.9661 | 0 | 0 | 0 | 0 | 37206.08 | 747.9661 | 36219.29 | 36038.1914
2362 | 2021-04-09 09:00 | 571.4167 |  | 140.3667 | 22.1056 | 4.0804 | 0.2 | 38.3372 | 49.4819 | 51.671 | 0 |  | 571.4167 | 430.9665 | 142.1251 | 0.13222 | 430.9665 | 142.1251 | 0.11714 | 417.7689 | 135.1632 | 0 | 541.8735 | 541.8814 | 62453.652 | 49.2017 | 62539.355 | 58008.82 | 55622.336 | 0 | 0 | 55291.65 | 729.0854 | 0 | 0 | 0 | 0 | 55291.65 | 729.0854 | 53887.04 | 53617.6055
2363 | 2021-04-09 10:00 | 666.4667 |  | 211.3333 | 23.5197 | 4.3846 | 0.2 | 46.9419 | 32.919 | 42.8685 | 0 |  | 666.4667 | 456.4512 | 213.7073 | 0.15421 | 456.4512 | 213.7073 | 0.13662 | 448.1284 | 203.2412 | 0 | 638.3422 | 638.2686 | 73563.73 | 54.9969 | 73823.66 | 67180.086 | 64729.375 | 0 | 0 | 64262.58 | 712.0867 | 0 | 0 | 0 | 0 | 64262.58 | 712.0867 | 62637.164 | 62323.9805
2364 | 2021-04-09 11:00 | 719.4667 |  | 231.6333 | 24.8101 | 4.8854 | 0.2 | 51.8751 | 11.2563 | 37.66 | 0 |  | 719.4667 | 490.5062 | 234.4967 | 0.16647 | 490.5062 | 234.4967 | 0.14749 | 484.0252 | 223.0147 | 0 | 692.8991 | 692.7489 | 79840.99 | 58.2042 | 80176.66 | 72169.48 | 70046.78 | 0 | 0 | 69484.14 | 701.7406 | 0 | 0 | 0 | 0 | 69484.14 | 701.7406 | 67666.29 | 67327.9531
2365 | 2021-04-09 12:00 | 723.4167 |  | 232.1667 | 25.7623 | 4.9588 | 0.2 | 51.6725 | 347.1225 | 37.6105 | 0 |  | 723.4167 | 495.204 | 235.3723 | 0.16739 | 495.204 | 235.3723 | 0.1483 | 488.6536 | 223.8496 | 0 | 698.2532 | 698.216 | 80470.51 | 59.3079 | 80810.73 | 72453.39 | 70064.09 | 0 | 0 | 69491.02 | 696.4534 | 0 | 0 | 0 | 0 | 69491.02 | 696.4534 | 67672.91 | 67334.5469
2366 | 2021-04-09 13:00 | 671.9334 |  | 200.55 | 26.2937 | 5.7579 | 0.2 | 46.406 | 325.8088 | 42.7907 | 0 |  | 671.9334 | 476.5844 | 203.8388 | 0.15548 | 476.5844 | 203.8388 | 0.13775 | 467.8705 | 193.8618 | 0 | 648.4976 | 648.587 | 74751.305 | 56.3421 | 75022.35 | 67933.73 | 65688.7 | 0 | 0 | 65191.008 | 703.4731 | 0 | 0 | 0 | 0 | 65191.008 | 703.4731 | 63532.04 | 63214.3789
2367 | 2021-04-09 14:00 | 499.4333 |  | 219.1333 | 26.2591 | 5.7912 | 0.2 | 37.594 | 309.6205 | 51.6394 | 0 |  | 499.4333 | 284.5394 | 221.947 | 0.11556 | 284.5394 | 221.947 | 0.10238 | 275.7933 | 211.0837 | 0 | 477.1395 | 476.8041 | 54954.33 | 48.3155 | 54903.266 | 51056.668 | 49042.016 | 0 | 0 | 48780.113 | 727.0449 | 0 | 0 | 0 | 0 | 48780.113 | 727.0449 | 47523.133 | 47285.5156
2368 | 2021-04-09 15:00 | 338.0333 |  | 148.8167 | 25.613 | 5.1162 | 0.2 | 26.7255 | 297.5968 | 62.5797 | 0 |  | 338.0333 | 193.3978 | 151.0712 | 0.078216 | 193.3978 | 151.0712 | 0.069296 | 182.0304 | 143.6785 | 0 | 319.1947 | 319.0938 | 36776.51 | 40.8343 | 36381.695 | 34630.203 | 33022.598 | 0 | 0 | 32908.04 | 743.2699 | 0 | 0 | 0 | 0 | 32908.04 | 743.2699 | 31976.404 | 31816.5234
2369 | 2021-04-09 16:00 | 165.6333 |  | 104.5667 | 24.4985 | 5.0362 | 0.2 | 14.7221 | 288.1982 | 74.6554 | 0 |  | 165.6333 | 63.4876 | 105.7617 | 0.038325 | 63.4876 | 105.7617 | 0.033955 | 54.6472 | 100.5866 | 0 | 152.1291 | 152.1212 | 17532.31 | 31.7814 | 16844.11 | 16485.986 | 15633.84 | 0 | 0 | 15608.609 | 753.3056 | 0 | 0 | 0 | 0 | 15608.609 | 753.3056 | 14737.052 | 14663.3662
2370 | 2021-04-09 17:00 | 6.6 |  | 6.6 | 23.287 | 5.08 | 0.2 | 2.0996 | 280.2485 | 87.2193 | 0 |  | 6.6 | 0 | 6.6968 | 0.0015271 | 0 | 6.6968 | 0.001353 | 0 | 6.3685 | 0 | 6.2411 | 6.2414 | 719.3193 | 23.5852 | 327.6134 | 327.6612 | 321.1675 | 0 | 0 | 321.1517 | 613.7949 | 0 | 0 | 0 | 13.2326 | 307.9192 | 649.9993 | 253.5306 | 252.26292419433594
2371 | 2021-04-09 18:00 | 0 |  | 0 | 22.6586 | 3.7521 | 0.2
2372 | 2021-04-09 19:00 | 0 |  | 0 | 22.1345 | 2.1308 | 0.2
2373 | 2021-04-09 20:00 | 0 |  | 0 | 21.6105 | 2.2379 | 0.2
2374 | 2021-04-09 21:00 | 0 |  | 0 | 21.0864 | 1.7179 | 0.2
2375 | 2021-04-09 22:00 | 0 |  | 0 | 20.5624 | 1.2258 | 0.2
2376 | 2021-04-09 23:00 | 0 |  | 0 | 20.0638 | 1.4121 | 0.2
2377 | 2021-04-10 | 0 |  | 0 | 19.7208 | 1.275 | 0.2
2378 | 2021-04-10 01:00 | 0 |  | 0 | 19.3914 | 1.4975 | 0.2
2379 | 2021-04-10 02:00 | 0 |  | 0 | 19.0787 | 1.7612 | 0.2
2380 | 2021-04-10 03:00 | 0 |  | 0 | 18.8836 | 1.7517 | 0.2
2381 | 2021-04-10 04:00 | 0 |  | 0 | 18.715 | 1.4275 | 0.2
2382 | 2021-04-10 05:00 | 0 |  | 0 | 18.6252 | 1.2621 | 0.2
2383 | 2021-04-10 06:00 | 10.7833 |  | 10.7833 | 18.9805 | 1.3767 | 0.2 | 2.9359 | 79.0243 | 87.3791 | 0 |  | 10.7833 | 0 | 10.8649 | 0.0024951 | 0 | 10.8649 | 0.0022106 | 0 | 10.3327 | 0 | 10.1261 | 10.1254 | 1166.9486 | 19.5531 | 714.2023 | 721.4013 | 702.4731 | 0 | 0 | 702.4081 | 661.8199 | 0 | 0 | 0 | 0.10166 | 702.3065 | 663.6207 | 580.8355 | 577.9312744140625
2384 | 2021-04-10 07:00 | 188.5 |  | 79.7333 | 20.5281 | 0.93875 | 0.2 | 15.4979 | 70.9739 | 74.7371 | 0 |  | 188.5 | 107.1266 | 79.9497 | 0.043616 | 107.1266 | 79.9497 | 0.038642 | 92.13 | 76.0308 | 0 | 164.7976 | 164.7843 | 18991.809 | 30.0341 | 18317.324 | 18031.275 | 17242.377 | 0 | 0 | 17213.11 | 757.8674 | 0 | 0 | 0 | 0 | 17213.11 | 757.8674 | 16316.476 | 16234.8936
2385 | 2021-04-10 08:00 | 301.9167 |  | 215.3833 | 21.9949 | 1.1483 | 0.2 | 27.4012 | 61.3994 | 62.7352 | 0 |  | 301.9167 | 86.1271 | 215.0052 | 0.069859 | 86.1271 | 215.0052 | 0.061892 | 81.0322 | 204.4703 | 0 | 279.7924 | 279.8116 | 32249.598 | 37.9834 | 31772.803 | 30522.885 | 28956.895 | 0 | 0 | 28872.932 | 751.8946 | 0 | 0 | 0 | 0 | 28872.932 | 751.8946 | 27981.809 | 27841.8984
2386 | 2021-04-10 09:00 | 523.2 |  | 197.4167 | 23.6661 | 1.4417 | 0.2 | 38.1046 | 49.1055 | 51.8974 | 0 |  | 523.2 | 325.764 | 198.8096 | 0.12106 | 325.764 | 198.8096 | 0.10725 | 315.6558 | 189.0707 | 0 | 494.632 | 494.6311 | 57007.977 | 51.5547 | 56995.79 | 52447.434 | 50338.027 | 0 | 0 | 50061.4 | 719.7849 | 0 | 0 | 0 | 0 | 50061.4 | 719.7849 | 48774.992 | 48531.1172
2387 | 2021-04-10 10:00 | 609.8833 |  | 272.0833 | 25.2393 | 2.9658 | 0.2 | 46.6475 | 32.5771 | 43.1567 | 0 |  | 609.8833 | 338.8207 | 274.0965 | 0.14112 | 338.8207 | 274.0965 | 0.12502 | 332.5339 | 260.672 | 0 | 581.3418 | 581.3138 | 66998.58 | 55.8192 | 67160.63 | 60937.32 | 58980.066 | 0 | 0 | 58588.984 | 706.3159 | 0 | 0 | 0 | 0 | 58588.984 | 706.3159 | 57111.43 | 56825.8711
2388 | 2021-04-10 11:00 | 513.9167 |  | 319.5333 | 26.1103 | 3.4829 | 0.2 | 51.5217 | 11.0493 | 38.0094 | 0 |  | 513.9167 | 195.4733 | 321.2085 | 0.11891 | 195.4733 | 321.2085 | 0.10535 | 192.8317 | 305.478 | 0 | 488.3435 | 488.3157 | 56279.08 | 51.2008 | 56253.336 | 51824.023 | 49980.67 | 0 | 0 | 49706.832 | 720.4785 | 0 | 0 | 0 | 0 | 49706.832 | 720.4785 | 48428.55 | 48186.4062
2389 | 2021-04-10 12:00 | 587.4833 |  | 352.5833 | 26.8329 | 4.3771 | 0.2 | 51.2967 | 347.1337 | 37.9859 | 0 |  | 587.4833 | 236.8235 | 354.7224 | 0.13594 | 236.8235 | 354.7224 | 0.12043 | 233.6146 | 337.3531 | 0 | 559.5483 | 559.4129 | 64474.43 | 54.4306 | 64594.383 | 58879.812 | 56873.125 | 0 | 0 | 56509.27 | 710.9941 | 0 | 0 | 0 | 0 | 56509.27 | 710.9941 | 55077.58 | 54802.1914
2390 | 2021-04-10 13:00 | 543.4667 |  | 321.3 | 27.2826 | 5.5362 | 0.2 | 46.0512 | 325.9878 | 43.1455 | 0 |  | 543.4667 | 224.6551 | 323.5422 | 0.12575 | 224.6551 | 323.5422 | 0.11141 | 220.4587 | 307.7015 | 0 | 517.597 | 517.5991 | 59655.594 | 51.5056 | 59691.164 | 54935.773 | 53196.29 | 0 | 0 | 52883.52 | 717.707 | 0 | 0 | 0 | 0 | 52883.52 | 717.707 | 51532.953 | 51275.2891
2391 | 2021-04-10 14:00 | 493.5 |  | 220.7833 | 27.406 | 4.6712 | 0.2 | 37.2761 | 309.8724 | 51.9562 | 0 |  | 493.5 | 276.9026 | 223.6001 | 0.11419 | 276.9026 | 223.6001 | 0.10117 | 268.2336 | 212.6559 | 0 | 471.2717 | 471.141 | 54302.39 | 50.3399 | 54238.98 | 50090.79 | 47637.113 | 0 | 0 | 47386.832 | 723.4125 | 0 | 0 | 0 | 0 | 47386.832 | 723.4125 | 46162.055 | 45931.2461
2392 | 2021-04-10 15:00 | 256.3 |  | 163.7333 | 26.7941 | 3.9638 | 0.2 | 26.4407 | 297.8705 | 62.8623 | 0 |  | 256.3 | 94.6463 | 165.2302 | 0.059304 | 94.6463 | 165.2302 | 0.052541 | 88.9842 | 157.1424 | 0 | 241.2041 | 241.1661 | 27794.49 | 38.9175 | 27243.215 | 26084.457 | 25240.826 | 0 | 0 | 25173.717 | 740.8893 | 0 | 0 | 0 | 0 | 25173.717 | 740.8893 | 24323.758 | 24202.1387
2393 | 2021-04-10 16:00 | 140.0833 |  | 94.5333 | 25.7979 | 4.2354 | 0.2 | 14.4618 | 288.4778 | 74.9129 | 0 |  | 140.0833 | 47.3992 | 95.634 | 0.032413 | 47.3992 | 95.634 | 0.028717 | 40.6495 | 90.9544 | 0 | 128.9718 | 128.9854 | 14865.755 | 32.2023 | 14155.422 | 13834.06 | 13148.58 | 0 | 0 | 13130.42 | 747.4699 | 0 | 0 | 0 | 0 | 13130.42 | 747.4699 | 12321.228 | 12259.6211
2394 | 2021-04-10 17:00 | 3.0333 |  | 3.0333 | 24.6319 | 4.6504 | 0.2 | 1.8552 | 280.5335 | 87.3617 | 0 |  | 3.0333 | 0 | 3.1212 | 0.00070187 | 0 | 3.1212 | 0.00062183 | 0 | 2.9681 | 0 | 2.9088 | 2.9092 | 335.2941 | 24.7736 | 74.0097 | 73.9915 | 73.6523 | 0 | 0 | 73.6492 | 318.1954 | 0 | 0 | 0 | 72.8407 | 0.80851 | 649.9999 | 0.66339 | 0.6600731611251831
2395 | 2021-04-10 18:00 | 0 |  | 0 | 24.0356 | 6.5354 | 0.2
2396 | 2021-04-10 19:00 | 0 |  | 0 | 23.5663 | 4.8683 | 0.2
2397 | 2021-04-10 20:00 | 0 |  | 0 | 23.2201 | 3.1067 | 0.2
2398 | 2021-04-10 21:00 | 0 |  | 0 | 22.8146 | 3.1242 | 0.2
2399 | 2021-04-10 22:00 | 0 |  | 0 | 22.3948 | 2.9775 | 0.2
2400 | 2021-04-10 23:00 | 0 |  | 0 | 21.9005 | 2.6275 | 0.2
2401 | 2021-04-11 | 0 |  | 0 | 21.0682 | 2.3775 | 0.2
2402 | 2021-04-11 01:00 | 0 |  | 0 | 20.9375 | 1.8825 | 0.2
2403 | 2021-04-11 02:00 | 0 |  | 0 | 20.9593 | 0.88958 | 0.2
2404 | 2021-04-11 03:00 | 0 |  | 0 | 20.8233 | 1.3838 | 0.2
2405 | 2021-04-11 04:00 | 0 |  | 0 | 20.6432 | 1.5362 | 0.2
2406 | 2021-04-11 05:00 | 0 |  | 0 | 20.4843 | 1.7492 | 0.2
2407 | 2021-04-11 06:00 | 8.3 |  | 8.3 | 20.4644 | 1.6525 | 0.2 | 2.8046 | 78.6737 | 87.5058 | 0 |  | 8.3 | 0 | 8.4301 | 0.0019205 | 0 | 8.4301 | 0.0017015 | 0 | 8.0173 | 0 | 7.8569 | 7.857 | 905.5309 | 20.9032 | 484.6849 | 486.8231 | 474.9181 | 0 | 0 | 474.8872 | 650.6389 | 0 | 0 | 0 | 3.0061 | 471.8811 | 659.9099 | 389.252 | 387.30572509765625
2408 | 2021-04-11 07:00 | 135.5667 |  | 100.2333 | 21.8484 | 1.2283 | 0.2 | 15.3457 | 70.6196 | 74.8842 | 0 |  | 135.5667 | 34.8067 | 99.8983 | 0.031368 | 34.8067 | 99.8983 | 0.027791 | 29.8713 | 95.0024 | 0 | 122.3763 | 122.3897 | 14105.438 | 28.8164 | 13388.717 | 13229.072 | 12598.062 | 0 | 0 | 12582.326 | 755.1048 | 0 | 0 | 0 | 0 | 12582.326 | 755.1048 | 11790.802 | 11731.8477
2409 | 2021-04-11 08:00 | 262.85 |  | 185.35 | 23.1429 | 0.89042 | 0.2 | 27.216 | 61.0339 | 62.9149 | 0 |  | 262.85 | 77.1482 | 185.0806 | 0.06082 | 77.1482 | 185.0806 | 0.053884 | 72.5328 | 176.0122 | 0 | 243.5741 | 243.5753 | 28072.8 | 37.2251 | 27525.451 | 26502.205 | 25408.863 | 0 | 0 | 25343.416 | 750.7984 | 0 | 0 | 0 | 0 | 25343.416 | 750.7984 | 24491.098 | 24368.6426
2410 | 2021-04-11 09:00 | 354.9667 |  | 274.4 | 24.3559 | 0.58792 | 0.2 | 37.8718 | 48.7346 | 52.1242 | 0 |  | 354.9667 | 80.5727 | 274.3651 | 0.082134 | 80.5727 | 274.3651 | 0.072767 | 78.0395 | 260.924 | 0 | 332.1842 | 332.1871 | 38285.44 | 43.8273 | 37917.61 | 35761.37 | 34587.8 | 0 | 0 | 34461.805 | 736.0739 | 0 | 0 | 0 | 0 | 34461.805 | 736.0739 | 33508.457 | 33340.9141
2411 | 2021-04-11 10:00 | 454.4833 |  | 329.25 | 25.5205 | 0.80958 | 0.2 | 46.3536 | 32.2421 | 43.4446 | 0 |  | 454.4833 | 125.6276 | 329.6249 | 0.10516 | 125.6276 | 329.6249 | 0.093168 | 123.2557 | 313.4788 | 0 | 427.9998 | 427.9904 | 49327.82 | 50.3557 | 49170.27 | 45413.387 | 43877.34 | 0 | 0 | 43667.008 | 720.8359 | 0 | 0 | 0 | 0 | 43667.008 | 720.8359 | 42529.277 | 42316.6328
2412 | 2021-04-11 11:00 | 425.7333 |  | 352.1833 | 26.0968 | 1.1725 | 0.2 | 51.1699 | 10.8481 | 38.3572 | 0 |  | 425.7333 | 73.9718 | 356.2482 | 0.098509 | 73.9718 | 356.2482 | 0.087275 | 72.9497 | 338.7988 | 0 | 403.5136 | 403.5406 | 46509.445 | 49.1298 | 46297.73 | 42928.688 | 41469.406 | 0 | 0 | 41281.36 | 722.0366 | 0 | 0 | 0 | 0 | 41281.36 | 722.0366 | 40200.273 | 39999.2695
2413 | 2021-04-11 12:00 | 388.4167 |  | 355.9167 | 26.5169 | 1.2775 | 0.2 | 50.9234 | 347.146 | 38.3588 | 0 |  | 388.4167 | 32.7707 | 360.2289 | 0.089874 | 32.7707 | 360.2289 | 0.079625 | 32.316 | 342.5854 | 0 | 367.4034 | 367.3924 | 42344.17 | 47.3868 | 42052.727 | 39209.64 | 37908.47 | 0 | 0 | 37752.89 | 726.4207 | 0 | 0 | 0 | 0 | 37752.89 | 726.4207 | 36756.746 | 36572.9648
2414 | 2021-04-11 13:00 | 365.85 |  | 307.7333 | 26.7507 | 0.69125 | 0.2 | 45.6987 | 326.1644 | 43.4981 | 0 |  | 365.85 | 58.7773 | 311.1534 | 0.084653 | 58.7773 | 311.1534 | 0.074999 | 57.6559 | 295.9136 | 0 | 346.4981 | 346.5033 | 39935.105 | 46.966 | 39598.152 | 36965.98 | 35497.105 | 0 | 0 | 35363.113 | 729.6326 | 0 | 0 | 0 | 0 | 35363.113 | 729.6326 | 34398.09 | 34226.1016
2415 | 2021-04-11 14:00 | 295.5667 |  | 258.3667 | 26.3976 | 0.48875 | 0.2 | 36.9601 | 310.1215 | 52.2709 | 0 |  | 295.5667 | 37.7794 | 261.179 | 0.06839 | 37.7794 | 261.179 | 0.060591 | 36.5749 | 248.387 | 0 | 279.2626 | 279.2297 | 32182.033 | 42.8389 | 31703.975 | 29985.455 | 28991 | 0 | 0 | 28902.396 | 735.3446 | 0 | 0 | 0 | 0 | 28902.396 | 735.3446 | 28011.031 | 27870.9766
2416 | 2021-04-11 15:00 | 184.3 |  | 174.4333 | 24.785 | 0.31375 | 0.2 | 26.1578 | 298.1419 | 63.143 | 0 |  | 184.3 | 10.092 | 173.8986 | 0.042644 | 10.092 | 173.8986 | 0.037781 | 9.4776 | 165.3811 | 0 | 171.3615 | 171.3574 | 19749.523 | 34.9554 | 19083.117 | 18497.375 | 17814.014 | 0 | 0 | 17781.006 | 743.0237 | 0 | 0 | 0 | 0 | 17781.006 | 743.0237 | 16878.379 | 16793.9863
2417 | 2021-04-11 16:00 | 84.3667 |  | 79.4 | 24.6866 | 0.24917 | 0.2 | 14.2035 | 288.7556 | 75.1685 | 0 |  | 84.3667 | 5.1732 | 79.7191 | 0.019521 | 5.1732 | 79.7191 | 0.017295 | 4.4197 | 75.8132 | 0 | 78.6283 | 78.624 | 9061.7 | 29.3668 | 8343.136 | 8228.287 | 7911.8623 | 0 | 0 | 7905.3228 | 739.1578 | 0 | 0 | 0 | 0 | 7905.3228 | 739.1578 | 7068.2627 | 7032.9214
2418 | 2021-04-11 17:00 | 3.05 |  | 3.05 | 24.7588 | 0.46125 | 0.2 | 1.613 | 280.8172 | 87.4753 | 0 |  | 3.05 | 0 | 3.1409 | 0.00070573 | 0 | 3.1409 | 0.00062524 | 0 | 2.9868 | 0 | 2.9271 | 2.9272 | 337.3772 | 24.9314 | 74.8651 | 74.8599 | 74.5484 | 0 | 0 | 74.5453 | 320.5867 | 0 | 0 | 0 | 73.6038 | 0.9415 | 649.9991 | 0.77251 | 0.7686450481414795
2419 | 2021-04-11 18:00 | 0 |  | 0 | 24.0302 | 0.54833 | 0.2
2420 | 2021-04-11 19:00 | 0 |  | 0 | 23.2255 | 0.88458 | 0.2
2421 | 2021-04-11 20:00 | 0 |  | 0 | 22.6058 | 1.1854 | 0.2
2422 | 2021-04-11 21:00 | 0 |  | 0 | 21.8989 | 1.3742 | 0.2
2423 | 2021-04-11 22:00 | 0 |  | 0 | 21.1712 | 1.3638 | 0.2
2424 | 2021-04-11 23:00 | 0 |  | 0 | 20.4398 | 1.0904 | 0.2
2425 | 2021-04-12 | 0 |  | 0 | 19.6794 | 0.76375 | 0.2
2426 | 2021-04-12 01:00 | 0 |  | 0 | 18.8733 | 1.0046 | 0.2
2427 | 2021-04-12 02:00 | 0 |  | 0 | 18.1058 | 2.4883 | 0.2
2428 | 2021-04-12 03:00 | 0 |  | 0 | 17.6223 | 3.3258 | 0.2
2429 | 2021-04-12 04:00 | 0 |  | 0 | 17.2031 | 2.5308 | 0.2
2430 | 2021-04-12 05:00 | 0 |  | 0 | 16.9393 | 2.3708 | 0.2
2431 | 2021-04-12 06:00 | 12.7667 |  | 12.7 | 17.2703 | 3.1242 | 0.2 | 2.6732 | 78.3258 | 87.6323 | 0 |  | 12.7667 | 0.031643 | 12.6965 | 0.002954 | 0.031643 | 12.6965 | 0.0026171 | 0.0097763 | 12.0745 | 0 | 11.8426 | 11.8426 | 1364.902 | 17.8888 | 891.9023 | 905.5903 | 877.0722 | 0 | 0 | 876.9757 | 679.5533 | 0 | 0 | 0 | 0 | 876.9757 | 679.5533 | 726.7203 | 723.0867
2432 | 2021-04-12 07:00 | 211.1167 |  | 63.3 | 18.9625 | 2.65 | 0.2 | 15.1932 | 70.2686 | 75.0317 | 0 |  | 211.1167 | 145.6391 | 63.7964 | 0.048849 | 145.6391 | 63.7964 | 0.043279 | 124.7198 | 60.6691 | 0 | 181.6811 | 181.707 | 20941.486 | 28.6595 | 20290.572 | 20058.982 | 19173.32 | 0 | 0 | 19137.418 | 763.9586 | 0 | 0 | 0 | 0 | 19137.418 | 763.9586 | 18226.572 | 18135.4395
2433 | 2021-04-12 08:00 | 456.7833 |  | 54.8333 | 21.002 | 3.44 | 0.2 | 27.0304 | 60.6726 | 63.0951 | 0 |  | 456.7833 | 400.1875 | 55.8108 | 0.10569 | 400.1875 | 55.8108 | 0.09364 | 375.9744 | 53.0765 | 0 | 420.4699 | 420.4952 | 48463.2 | 42.65 | 48289.023 | 45735.406 | 44076.336 | 0 | 0 | 43874.895 | 741.103 | 0 | 0 | 0 | 0 | 43874.895 | 741.103 | 42732.26 | 42518.6016
2434 | 2021-04-12 09:00 | 517.5666 |  | 194.0167 | 22.4023 | 4.6433 | 0.2 | 37.6387 | 48.3693 | 52.3514 | 0 |  | 517.5666 | 323.618 | 195.4168 | 0.11976 | 323.618 | 195.4168 | 0.1061 | 313.308 | 185.8441 | 0 | 489.169 | 489.165 | 56377.52 | 46.2439 | 56353.695 | 52773.66 | 50528.44 | 0 | 0 | 50260.574 | 734.8325 | 0 | 0 | 0 | 0 | 50260.574 | 734.8325 | 48969.613 | 48724.7656
2435 | 2021-04-12 10:00 | 567.5333 |  | 270.0833 | 23.3292 | 4.9742 | 0.2 | 46.0601 | 31.9139 | 43.7321 | 0 |  | 567.5333 | 298.4242 | 272.1028 | 0.13132 | 298.4242 | 272.1028 | 0.11634 | 292.6911 | 258.7761 | 0 | 540.4379 | 540.3749 | 62281.484 | 49.2732 | 62364.28 | 57835.08 | 55693.367 | 0 | 0 | 55360.2 | 727.9551 | 0 | 0 | 0 | 0 | 55360.2 | 727.9551 | 53954.06 | 53684.2891
2436 | 2021-04-12 11:00 | 630.7667 |  | 269.9667 | 24.2319 | 5.0725 | 0.2 | 50.82 | 10.6526 | 38.7034 | 0 |  | 630.7667 | 362.9155 | 272.5552 | 0.14595 | 362.9155 | 272.5552 | 0.12931 | 357.7888 | 259.209 | 0 | 604.6579 | 604.6515 | 69685.36 | 53.1323 | 69888.71 | 63990.793 | 61845.973 | 0 | 0 | 61415.625 | 713.6367 | 0 | 0 | 0 | 0 | 61415.625 | 713.6367 | 59876.508 | 59577.125
2437 | 2021-04-12 12:00 | 555.1167 |  | 318.7167 | 24.7296 | 5.5225 | 0.2 | 50.5526 | 347.1594 | 38.7292 | 0 |  | 555.1167 | 238.4021 | 320.7464 | 0.12845 | 238.4021 | 320.7464 | 0.1138 | 235.0155 | 305.0408 | 0 | 529.2552 | 529.1639 | 60987.883 | 49.5093 | 61047.766 | 56567.156 | 54637.82 | 0 | 0 | 54317.305 | 727.419 | 0 | 0 | 0 | 0 | 54317.305 | 727.419 | 52934.48 | 52669.8086
2438 | 2021-04-12 13:00 | 559.4334 |  | 278.5333 | 25.0372 | 5.6 | 0.2 | 45.3487 | 326.3389 | 43.8481 | 0 |  | 559.4334 | 284.1406 | 280.5824 | 0.12945 | 284.1406 | 280.5824 | 0.11468 | 278.6048 | 266.8451 | 0 | 534.5408 | 534.3651 | 61587.14 | 49.9724 | 61657.2 | 57041.066 | 54742.094 | 0 | 0 | 54415.79 | 723.3933 | 0 | 0 | 0 | 0 | 54415.79 | 723.3933 | 53030.76 | 52765.6055
2439 | 2021-04-12 14:00 | 483.45 |  | 216.05 | 25.051 | 5.6363 | 0.2 | 36.6462 | 310.3677 | 52.5836 | 0 |  | 483.45 | 271.6259 | 218.8474 | 0.11186 | 271.6259 | 218.8474 | 0.099106 | 262.8071 | 208.136 | 0 | 461.5242 | 461.6181 | 53202.71 | 46.556 | 53118.562 | 49671.73 | 47672.04 | 0 | 0 | 47422.74 | 724.4736 | 0 | 0 | 0 | 0 | 47422.74 | 724.4736 | 46197.13 | 45966.1445
2440 | 2021-04-12 15:00 | 323.65 |  | 161.4833 | 24.5487 | 5.6679 | 0.2 | 25.8769 | 298.4108 | 63.4218 | 0 |  | 323.65 | 165.9321 | 162.9805 | 0.074888 | 165.9321 | 162.9805 | 0.066348 | 155.6503 | 155.003 | 0 | 304.4402 | 304.4233 | 35085.27 | 38.7103 | 34659.586 | 33216.76 | 31929.139 | 0 | 0 | 31823.098 | 745.3284 | 0 | 0 | 0 | 0 | 31823.098 | 745.3284 | 30907.814 | 30753.2754
2441 | 2021-04-12 16:00 | 189.8333 |  | 63.0667 | 23.664 | 4.4704 | 0.2 | 13.9474 | 289.0314 | 75.422 | 0 |  | 189.8333 | 132.1644 | 64.8098 | 0.043925 | 132.1644 | 64.8098 | 0.038915 | 112.4758 | 61.6409 | 0 | 170.6344 | 170.59 | 19660.744 | 32.0441 | 18999.467 | 18568.707 | 17374.178 | 0 | 0 | 17341.658 | 750.8556 | 0 | 0 | 0 | 0 | 17341.658 | 750.8556 | 16443.537 | 16361.3184
2442 | 2021-04-12 17:00 | 8.45 |  | 8.45 | 22.6505 | 3.9179 | 0.2 | 1.3731 | 281.0994 | 87.5879 | 0 |  | 8.45 | 0 | 8.4709 | 0.0019552 | 0 | 8.4709 | 0.0017322 | 0 | 8.0558 | 0 | 7.8947 | 7.8947 | 909.8963 | 23.0482 | 488.4208 | 489.4816 | 479.4319 | 0 | 0 | 479.3997 | 637.4109 | 0 | 0 | 0 | 4.8766 | 474.5231 | 655.8845 | 391.443 | 389.4858093261719
2443 | 2021-04-12 18:00 | 0 |  | 0 | 21.8454 | 3.0567 | 0.2
2444 | 2021-04-12 19:00 | 0 |  | 0 | 21.0795 | 2.405 | 0.2
2445 | 2021-04-12 20:00 | 0 |  | 0 | 20.3137 | 1.7929 | 0.2
2446 | 2021-04-12 21:00 | 0 |  | 0 | 19.5478 | 1.2388 | 0.2
2447 | 2021-04-12 22:00 | 0 |  | 0 | 18.7819 | 1.4 | 0.2
2448 | 2021-04-12 23:00 | 0 |  | 0 | 18.0486 | 1.1517 | 0.2
2449 | 2021-04-13 | 0 |  | 0 | 17.5134 | 1.1 | 0.2
2450 | 2021-04-13 01:00 | 0 |  | 0 | 16.988 | 1.0758 | 0.2
2451 | 2021-04-13 02:00 | 0 |  | 0 | 16.4882 | 1.0225 | 0.2
2452 | 2021-04-13 03:00 | 0 |  | 0 | 16.1745 | 1.4879 | 0.2
2453 | 2021-04-13 04:00 | 0 |  | 0 | 15.9029 | 0.92833 | 0.2
2454 | 2021-04-13 05:00 | 0 |  | 0 | 15.7392 | 0.91125 | 0.2
2455 | 2021-04-13 06:00 | 10.3667 |  | 10.3 | 16.0747 | 1.0258 | 0.2 | 2.5417 | 77.9808 | 87.7422 | 0 |  | 10.3667 | 0.030176 | 10.3818 | 0.0023987 | 0.030176 | 10.3818 | 0.0021251 | 0.0087493 | 9.8733 | 0 | 9.6844 | 9.6843 | 1116.1284 | 16.6311 | 669.0389 | 678.5511 | 662.0758 | 0 | 0 | 662.0196 | 668.0704 | 0 | 0 | 0 | 0 | 662.0196 | 668.0704 | 547.2683 | 544.5319213867188
2456 | 2021-04-13 07:00 | 195.2667 |  | 72.0167 | 17.7248 | 0.81208 | 0.2 | 15.0404 | 69.9209 | 75.1796 | 0 |  | 195.2667 | 121.4559 | 72.5183 | 0.045182 | 121.4559 | 72.5183 | 0.040029 | 103.7811 | 68.9636 | 0 | 169.2898 | 169.2868 | 19510.418 | 27.547 | 18841.955 | 18690.697 | 17955.176 | 0 | 0 | 17923.39 | 762.0666 | 0 | 0 | 0 | 0 | 17923.39 | 762.0666 | 17019.496 | 16934.3984
2457 | 2021-04-13 08:00 | 377.4833 |  | 113.4 | 19.5693 | 1.0992 | 0.2 | 26.8443 | 60.3156 | 63.2758 | 0 |  | 377.4833 | 262.9664 | 114.5756 | 0.087344 | 262.9664 | 114.5756 | 0.077383 | 246.8741 | 108.9618 | 0 | 348.7192 | 348.7382 | 40194.11 | 39.5408 | 39862.07 | 38117.51 | 36399.93 | 0 | 0 | 36266.137 | 750.2338 | 0 | 0 | 0 | 0 | 36266.137 | 750.2338 | 35290.094 | 35113.6445
2458 | 2021-04-13 09:00 | 543.9167 |  | 149.5 | 21.3143 | 0.99917 | 0.2 | 37.4054 | 48.0096 | 52.5788 | 0 |  | 543.9167 | 394.553 | 151.3014 | 0.12585 | 394.553 | 151.3014 | 0.1115 | 381.8157 | 143.8902 | 0 | 515.1918 | 515.1916 | 59377.26 | 50.9529 | 59408.56 | 54782.28 | 52869.887 | 0 | 0 | 52567.324 | 721.6432 | 0 | 0 | 0 | 0 | 52567.324 | 721.6432 | 51223.9 | 50967.7812
2459 | 2021-04-13 10:00 | 653.9 |  | 201.45 | 22.8099 | 1.3354 | 0.2 | 45.7672 | 31.5926 | 44.0192 | 0 |  | 653.9 | 453.9893 | 203.8428 | 0.1513 | 453.9893 | 203.8428 | 0.13405 | 445.1157 | 193.8601 | 0 | 626.1962 | 626.1909 | 72170.74 | 58.2872 | 72411.04 | 65149.582 | 62495.445 | 0 | 0 | 62048.42 | 704.3307 | 0 | 0 | 0 | 0 | 62048.42 | 704.3307 | 60495.64 | 60193.1641
2460 | 2021-04-13 11:00 | 720.7333 |  | 208.8 | 24.0013 | 1.3396 | 0.2 | 50.4718 | 10.4628 | 39.0479 | 0 |  | 720.7333 | 515.0009 | 211.6694 | 0.16677 | 515.0009 | 211.6694 | 0.14775 | 507.5651 | 201.3056 | 0 | 694.6932 | 694.6879 | 80064.93 | 63.3519 | 80401.57 | 71071.4 | 68596.19 | 0 | 0 | 68036.24 | 689.523 | 0 | 0 | 0 | 0 | 68036.24 | 689.523 | 66272.664 | 65941.2969
2461 | 2021-04-13 12:00 | 698.15 |  | 236.15 | 24.9128 | 1.0371 | 0.2 | 50.1845 | 347.1741 | 39.0969 | 0 |  | 698.15 | 465.9778 | 239.3478 | 0.16154 | 465.9778 | 239.3478 | 0.14312 | 459.2029 | 227.6306 | 0 | 673.0969 | 673.0685 | 77573.2 | 63.5671 | 77881.14 | 68777.9 | 66806.375 | 0 | 0 | 66267.586 | 686.0641 | 0 | 0 | 0 | 0 | 66267.586 | 686.0641 | 64569.348 | 64246.5039
2462 | 2021-04-13 13:00 | 640.4833 |  | 209.1 | 25.4312 | 1.6279 | 0.2 | 45.0012 | 326.5113 | 44.1956 | 0 |  | 640.4833 | 436.4328 | 212.3931 | 0.1482 | 436.4328 | 212.3931 | 0.1313 | 427.7517 | 201.9973 | 0 | 617.154 | 617.3632 | 71152.91 | 59.9459 | 71374.445 | 63816.684 | 61757.484 | 0 | 0 | 61307.805 | 696.321 | 0 | 0 | 0 | 0 | 61307.805 | 696.321 | 59771.016 | 59472.1602
2463 | 2021-04-13 14:00 | 535.3833 |  | 147.7833 | 25.5216 | 2.8596 | 0.2 | 36.3347 | 310.6113 | 52.894 | 0 |  | 535.3833 | 393.8144 | 150.7571 | 0.12388 | 393.8144 | 150.7571 | 0.10975 | 380.7962 | 143.3801 | 0 | 513.6928 | 513.7148 | 59206.812 | 52.6765 | 59232.613 | 54269.86 | 52016.715 | 0 | 0 | 51714.06 | 717.1448 | 0 | 0 | 0 | 0 | 51714.06 | 717.1448 | 50389.97 | 50138.0195
2464 | 2021-04-13 15:00 | 379.2333 |  | 95.3833 | 25.0436 | 2.3775 | 0.2 | 25.5982 | 298.6774 | 63.6984 | 0 |  | 379.2333 | 290.5496 | 97.7331 | 0.087749 | 290.5496 | 97.7331 | 0.077742 | 272.2285 | 92.9523 | 0 | 357.8772 | 357.9502 | 41254.934 | 44.3845 | 40943.945 | 38514.57 | 36440.258 | 0 | 0 | 36298.566 | 739.0594 | 0 | 0 | 0 | 0 | 36298.566 | 739.0594 | 35322.14 | 35145.5312
2465 | 2021-04-13 16:00 | 188.5 |  | 59.3 | 23.9959 | 2.4758 | 0.2 | 13.6934 | 289.3054 | 75.6732 | 0 |  | 188.5 | 134.8348 | 61.0088 | 0.043616 | 134.8348 | 61.0088 | 0.038642 | 114.2876 | 58.0261 | 0 | 168.8674 | 168.8201 | 19457.11 | 33.0769 | 18794.145 | 18305.242 | 16905.846 | 0 | 0 | 16875.129 | 753.6831 | 0 | 0 | 0 | 0 | 16875.129 | 753.6831 | 15982.777 | 15902.8633
2466 | 2021-04-13 17:00 | 7.7833 |  | 7.7833 | 22.8199 | 2.005 | 0.2 | 1.1356 | 281.3801 | 87.6993 | 0 |  | 7.7833 | 0 | 7.8087 | 0.001801 | 0 | 7.8087 | 0.0015956 | 0 | 7.4261 | 0 | 7.2775 | 7.2779 | 838.802 | 23.2199 | 427.4829 | 428.1025 | 418.6808 | 0 | 0 | 418.6561 | 637.4313 | 0 | 0 | 0 | 6.5219 | 412.1342 | 654.7879 | 339.7378 | 338.0391
2467 | 2021-04-13 18:00 | 0 |  | 0 | 22.1286 | 1.5137 | 0.2
2468 | 2021-04-13 19:00 | 0 |  | 0 | 21.5245 | 1.7217 | 0.2
2469 | 2021-04-13 20:00 | 0 |  | 0 | 20.9204 | 2.2563 | 0.2
2470 | 2021-04-13 21:00 | 0 |  | 0 | 20.3163 | 3.24 | 0.2
2471 | 2021-04-13 22:00 | 0 |  | 0 | 19.7122 | 4.6487 | 0.2
2472 | 2021-04-13 23:00 | 0 |  | 0 | 19.1277 | 6.2546 | 0.2
2473 | 2021-04-14 | 0 |  | 0 | 18.6626 | 6.5846 | 0.2
2474 | 2021-04-14 01:00 | 0 |  | 0 | 18.207 | 7.2304 | 0.2
2475 | 2021-04-14 02:00 | 0 |  | 0 | 17.7762 | 7.6842 | 0.2
2476 | 2021-04-14 03:00 | 0 |  | 0 | 17.5112 | 5.4133 | 0.2
2477 | 2021-04-14 04:00 | 0 |  | 0 | 17.2837 | 5.1813 | 0.2
2478 | 2021-04-14 05:00 | 0 |  | 0 | 17.1433 | 6.0404 | 0.2
2479 | 2021-04-14 06:00 | 5.95 |  | 5.95 | 17.3095 | 4.7775 | 0.2 | 2.4102 | 77.6388 | 87.8521 | 0 |  | 5.95 | 0 | 6.1031 | 0.0013767 | 0 | 6.1031 | 0.0012197 | 0 | 5.8042 | 0 | 5.6881 | 5.6878 | 655.5323 | 17.585 | 276.193 | 275.3161 | 270.4277 | 0 | 0 | 270.4163 | 612.1273 | 0 | 0 | 0 | 11.1028 | 259.3135 | 649.9992 | 213.3929 | 212.32594299316406
2480 | 2021-04-14 07:00 | 105.0333 |  | 91.4833 | 18.167 | 5.6208 | 0.2 | 14.8873 | 69.5768 | 75.3279 | 0 |  | 105.0333 | 13.3551 | 92.0639 | 0.024303 | 13.3551 | 92.0639 | 0.021532 | 11.3859 | 87.5539 | 0 | 96.961 | 96.9622 | 11175.204 | 22.6873 | 10450.105 | 10524.626 | 10160.862 | 0 | 0 | 10150.736 | 762.5494 | 0 | 0 | 0 | 0 | 10150.736 | 762.5494 | 9288.163 | 9241.7227
2481 | 2021-04-14 08:00 | 244.2833 |  | 207.9167 | 19.3107 | 5.3171 | 0.2 | 26.6579 | 59.963 | 63.4569 | 0 |  | 244.2833 | 36.2185 | 209.9729 | 0.056524 | 36.2185 | 209.9729 | 0.050078 | 33.9767 | 199.6866 | 0 | 228.99 | 228.9914 | 26391.83 | 30.1346 | 25817.674 | 25415.613 | 24385.146 | 0 | 0 | 24327.205 | 765.2122 | 0 | 0 | 0 | 0 | 24327.205 | 765.2122 | 23464.28 | 23346.957
2482 | 2021-04-14 09:00 | 353.95 |  | 251.6167 | 20.389 | 4.8042 | 0.2 | 37.1719 | 47.6556 | 52.8065 | 0 |  | 353.95 | 102.3826 | 251.6264 | 0.081899 | 102.3826 | 251.6264 | 0.072559 | 99.0333 | 239.2994 | 0 | 331.5661 | 331.5665 | 38214.324 | 36.4314 | 37845.22 | 36546.7 | 34882.527 | 0 | 0 | 34762.25 | 760.3462 | 0 | 0 | 0 | 0 | 34762.25 | 760.3462 | 33804.934 | 33635.9102
2483 | 2021-04-14 10:00 | 434.15 |  | 323.6 | 21.3696 | 4.2317 | 0.2 | 45.475 | 31.2782 | 44.3056 | 0 |  | 434.15 | 110.9402 | 323.9951 | 0.10046 | 110.9402 | 323.9951 | 0.089 | 108.7341 | 308.1249 | 0 | 408.5219 | 408.5112 | 47081.574 | 41.6566 | 46880.844 | 44544.664 | 43045.816 | 0 | 0 | 42855.637 | 742.0438 | 0 | 0 | 0 | 0 | 42855.637 | 742.0438 | 41737.1 | 41528.4141
2484 | 2021-04-14 11:00 | 475.4167 |  | 347.4833 | 22.0567 | 3.4388 | 0.2 | 50.1257 | 10.2787 | 39.3905 | 0 |  | 475.4167 | 128.7164 | 348.2898 | 0.11 | 128.7164 | 348.2898 | 0.097459 | 126.8173 | 331.2317 | 0 | 448.888 | 448.8293 | 51729.625 | 45.1647 | 51618.082 | 48502.043 | 46598.902 | 0 | 0 | 46370.848 | 733.7766 | 0 | 0 | 0 | 0 | 46370.848 | 733.7766 | 45169.69 | 44943.8438
2485 | 2021-04-14 12:00 | 432.5167 |  | 338.15 | 22.052 | 3.8483 | 0.2 | 49.8192 | 347.19 | 39.4619 | 0 |  | 432.5167 | 95.1925 | 339.2271 | 0.10008 | 95.1925 | 339.2271 | 0.088665 | 93.7764 | 322.6146 | 0 | 408.0632 | 408.0417 | 47026.887 | 42.6722 | 46825.113 | 44345.707 | 42804.492 | 0 | 0 | 42612.457 | 736.4028 | 0 | 0 | 0 | 0 | 42612.457 | 736.4028 | 41499.69 | 41292.1914
2486 | 2021-04-14 13:00 | 343.4667 |  | 302.1333 | 22.2964 | 3.6033 | 0.2 | 44.6565 | 326.6817 | 44.5405 | 0 |  | 343.4667 | 41.8242 | 305.4936 | 0.079473 | 41.8242 | 305.4936 | 0.07041 | 40.975 | 290.531 | 0 | 324.8759 | 324.8431 | 37438.508 | 38.8962 | 37055.008 | 35505.105 | 34238.938 | 0 | 0 | 34119.887 | 748.9655 | 0 | 0 | 0 | 0 | 34119.887 | 748.9655 | 33171.145 | 33005.2891
2487 | 2021-04-14 14:00 | 291.4333 |  | 253.3667 | 22.2577 | 3.1067 | 0.2 | 36.0255 | 310.8521 | 53.2021 | 0 |  | 291.4333 | 38.6858 | 256.1392 | 0.067434 | 38.6858 | 256.1392 | 0.059743 | 37.3839 | 243.594 | 0 | 275.3583 | 275.3392 | 31733.465 | 36.6494 | 31247.594 | 30147.355 | 29345.41 | 0 | 0 | 29256.91 | 746.7803 | 0 | 0 | 0 | 0 | 29256.91 | 746.7803 | 28362.744 | 28220.9297
2488 | 2021-04-14 15:00 | 184.2167 |  | 174.6667 | 21.119 | 2.2517 | 0.2 | 25.3218 | 298.9416 | 63.9727 | 0 |  | 184.2167 | 9.7791 | 174.1753 | 0.042625 | 9.7791 | 174.1753 | 0.037764 | 9.1516 | 165.6445 | 0 | 171.3002 | 171.2894 | 19741.453 | 30.4273 | 19074.865 | 18757.186 | 18121.66 | 0 | 0 | 18088.535 | 754.5146 | 0 | 0 | 0 | 0 | 18088.535 | 754.5146 | 17183.291 | 17097.375
2489 | 2021-04-14 16:00 | 84.6833 |  | 82.2667 | 21.2613 | 2.745 | 0.2 | 13.4418 | 289.5774 | 75.9222 | 0 |  | 84.6833 | 2.5246 | 82.0165 | 0.019595 | 2.5246 | 82.0165 | 0.01736 | 2.131 | 77.9995 | 0 | 78.528 | 78.5365 | 9051.51 | 25.4344 | 8333.091 | 8321.23 | 7965.1675 | 0 | 0 | 7958.6157 | 747.126 | 0 | 0 | 0 | 0 | 7958.6157 | 747.126 | 7119.8623 | 7084.2627
2490 | 2021-04-14 17:00 | 2.2667 |  | 2.2667 | 20.8693 | 3.1242 | 0.2 | 0.90073 | 281.6594 | 87.8095 | 0 |  | 2.2667 | 0 | 2.3488 | 0.00052448 | 0 | 2.3488 | 0.00046466 | 0 | 2.2336 | 0 | 2.189 | 2.1891 | 252.287 | 20.9836 | 41.9659 | 41.7976 | 41.6538 | 0 | 0 | 41.6521 | 239.5031 | 0 | 0 | 0 | 41.6521 | 0 | 650 | 0 | 0
2491 | 2021-04-14 18:00 | 0 |  | 0 | 20.3599 | 3.1467 | 0.2
2492 | 2021-04-14 19:00 | 0 |  | 0 | 19.7542 | 3.8708 | 0.2
2493 | 2021-04-14 20:00 | 0 |  | 0 | 19.2664 | 3.8067 | 0.2
2494 | 2021-04-14 21:00 | 0 |  | 0 | 18.7196 | 2.6308 | 0.2
2495 | 2021-04-14 22:00 | 0 |  | 0 | 18.2627 | 2.6708 | 0.2
2496 | 2021-04-14 23:00 | 0 |  | 0 | 17.7525 | 3.2 | 0.2
2497 | 2021-04-15 | 0 |  | 0 | 17.281 | 2.7275 | 0.2
2498 | 2021-04-15 01:00 | 0 |  | 0 | 16.8049 | 2.9917 | 0.2
2499 | 2021-04-15 02:00 | 0 |  | 0 | 16.3542 | 4.2708 | 0.2
2500 | 2021-04-15 03:00 | 0 |  | 0 | 16.076 | 4.0846 | 0.2
2501 | 2021-04-15 04:00 | 0 |  | 0 | 15.8367 | 4.9854 | 0.2
2502 | 2021-04-15 05:00 | 0 |  | 0 | 15.6965 | 4.2962 | 0.2
2503 | 2021-04-15 06:00 | 9.2667 |  | 9.2667 | 16.0134 | 3.3662 | 0.2 | 2.2786 | 77.2998 | 87.9621 | 0 |  | 9.2667 | 0 | 9.3677 | 0.0021442 | 0 | 9.3677 | 0.0018996 | 0 | 8.9088 | 0 | 8.7306 | 8.7302 | 1006.2123 | 16.4644 | 572.204 | 578.9633 | 563.2437 | 0 | 0 | 563.2025 | 665.2781 | 0 | 0 | 0 | 0.044121 | 563.1584 | 665.5706 | 465.0247 | 462.6995849609375
2504 | 2021-04-15 07:00 | 179.8167 |  | 74.9833 | 17.5475 | 3.4225 | 0.2 | 14.7339 | 69.2362 | 75.4764 | 0 |  | 179.8167 | 103.3444 | 75.2168 | 0.041607 | 103.3444 | 75.2168 | 0.036862 | 87.9019 | 71.5299 | 0 | 156.2432 | 156.289 | 18012.824 | 25.6 | 17327.963 | 17293.096 | 16493.367 | 0 | 0 | 16466.967 | 767.03 | 0 | 0 | 0 | 0 | 16466.967 | 767.03 | 15580.499 | 15502.5957
2505 | 2021-04-15 08:00 | 344.9833 |  | 144.45 | 19.245 | 3.845 | 0.2 | 26.4712 | 59.6148 | 63.6384 | 0 |  | 344.9833 | 199.7478 | 145.2349 | 0.079824 | 199.7478 | 145.2349 | 0.070721 | 187.2412 | 138.1189 | 0 | 318.8528 | 318.8463 | 36746.55 | 35.3602 | 36350.312 | 35219.96 | 34059.816 | 0 | 0 | 33942.64 | 753.5394 | 0 | 0 | 0 | 0 | 33942.64 | 753.5394 | 32996.324 | 32831.3438
2506 | 2021-04-15 09:00 | 493.35 |  | 206.7833 | 20.8474 | 4.8108 | 0.2 | 36.9385 | 47.3073 | 53.0342 | 0 |  | 493.35 | 286.7435 | 208.1862 | 0.11415 | 286.7435 | 208.1862 | 0.10114 | 277.2381 | 197.9882 | 0 | 465.7217 | 465.7232 | 53674.95 | 43.374 | 53600.395 | 50660.117 | 48778.438 | 0 | 0 | 48533.727 | 741.7665 | 0 | 0 | 0 | 0 | 48533.727 | 741.7665 | 47282.42 | 47046.0117
2507 | 2021-04-15 10:00 | 613.9167 |  | 234.7333 | 22.278 | 6.8642 | 0.2 | 45.1836 | 30.9707 | 44.5915 | 0 |  | 613.9167 | 380.57 | 236.7667 | 0.14205 | 380.57 | 236.7667 | 0.12585 | 372.8717 | 225.171 | 0 | 586.0819 | 586.0059 | 67537.7 | 48.0944 | 67708.83 | 63045.395 | 61048.875 | 0 | 0 | 60651.168 | 727.06 | 0 | 0 | 0 | 0 | 60651.168 | 727.06 | 59128.61 | 58832.9648
2508 | 2021-04-15 11:00 | 686.9334 |  | 236.9667 | 23.4029 | 7.0429 | 0.2 | 49.7816 | 10.1002 | 39.7312 | 0 |  | 686.9334 | 452.779 | 239.8247 | 0.15895 | 452.779 | 239.8247 | 0.14082 | 445.954 | 228.082 | 0 | 660.5553 | 660.3854 | 76111.414 | 52.2604 | 76403.055 | 70166.25 | 67831.98 | 0 | 0 | 67324.99 | 716.0793 | 0 | 0 | 0 | 0 | 67324.99 | 716.0793 | 65587.81 | 65259.875
2509 | 2021-04-15 12:00 | 684.9334 |  | 240.45 | 24.382 | 5.9108 | 0.2 | 49.4568 | 347.2072 | 39.824 | 0 |  | 684.9334 | 448.436 | 243.306 | 0.15848 | 448.436 | 243.306 | 0.14041 | 441.6122 | 231.3945 | 0 | 659.5466 | 659.5702 | 76016.04 | 54.7274 | 76305.18 | 69488.305 | 67040.34 | 0 | 0 | 66540.57 | 712.5634 | 0 | 0 | 0 | 0 | 66540.57 | 712.5634 | 64832.316 | 64508.1562
2510 | 2021-04-15 13:00 | 674.3667 |  | 170.35 | 25.0563 | 4.8163 | 0.2 | 44.3145 | 326.8503 | 44.8825 | 0 |  | 674.3667 | 510.0876 | 173.5121 | 0.15604 | 510.0876 | 173.5121 | 0.13824 | 499.5184 | 165.0202 | 0 | 651.2479 | 651.2579 | 75060.54 | 56.5493 | 75335.13 | 68163.484 | 65970.96 | 0 | 0 | 65469.36 | 702.2079 | 0 | 0 | 0 | 0 | 65469.36 | 702.2079 | 63800.277 | 63481.2734
2511 | 2021-04-15 14:00 | 495.8833 |  | 186.35 | 25.1441 | 5.335 | 0.2 | 35.7188 | 311.0904 | 53.5077 | 0 |  | 495.8833 | 314.6393 | 189.0134 | 0.11474 | 314.6393 | 189.0134 | 0.10166 | 303.8614 | 179.7627 | 0 | 473.9517 | 473.9435 | 54622.83 | 47.5281 | 54565.215 | 50862.51 | 48735.18 | 0 | 0 | 48479.91 | 730.9654 | 0 | 0 | 0 | 0 | 48479.91 | 730.9654 | 47229.848 | 46993.6992
2512 | 2021-04-15 15:00 | 352.05 |  | 113.9833 | 24.6673 | 7.9196 | 0.2 | 25.0478 | 299.2034 | 64.2447 | 0 |  | 352.05 | 243.8711 | 116.4791 | 0.081459 | 243.8711 | 116.4791 | 0.07217 | 227.9493 | 110.7807 | 0 | 331.9553 | 331.8589 | 38247.93 | 38.6018 | 37880.684 | 36311.215 | 34577.66 | 0 | 0 | 34453.043 | 748.842 | 0 | 0 | 0 | 0 | 34453.043 | 748.842 | 33499.812 | 33332.3125
2513 | 2021-04-15 16:00 | 188.2333 |  | 64.4167 | 23.7044 | 8.7471 | 0.2 | 13.1928 | 289.8475 | 76.1687 | 0 |  | 188.2333 | 129.4827 | 66.1489 | 0.043555 | 129.4827 | 66.1489 | 0.038587 | 108.8311 | 62.9146 | 0 | 168.3108 | 168.1768 | 19383.01 | 30.5051 | 18719.145 | 18385.572 | 17140.729 | 0 | 0 | 17109.469 | 756.4133 | 0 | 0 | 0 | 0 | 17109.469 | 756.4133 | 16214.091 | 16133.0205
2514 | 2021-04-15 17:00 | 7.45 |  | 7.45 | 22.6168 | 6.0854 | 0.2 | 0.6685 | 281.9371 | 87.9185 | 0 |  | 7.45 | 0 | 7.4371 | 0.0017238 | 0 | 7.4371 | 0.0015272 | 0 | 7.0727 | 0 | 6.9313 | 6.9313 | 798.8574 | 22.9332 | 393.6591 | 394.1368 | 386.1002 | 0 | 0 | 386.0787 | 632.1608 | 0 | 0 | 0 | 7.1833 | 378.8954 | 649.9991 | 312.2205 | 310.6593933105469
2515 | 2021-04-15 18:00 | 0 |  | 0 | 21.8809 | 4.0471 | 0.2
2516 | 2021-04-15 19:00 | 0 |  | 0 | 21.2091 | 3.4808 | 0.2
2517 | 2021-04-15 20:00 | 0 |  | 0 | 20.5372 | 2.4704 | 0.2
2518 | 2021-04-15 21:00 | 0 |  | 0 | 19.8654 | 1.8267 | 0.2
2519 | 2021-04-15 22:00 | 0 |  | 0 | 19.1936 | 1.9008 | 0.2
2520 | 2021-04-15 23:00 | 0 |  | 0 | 18.5327 | 1.4438 | 0.2
2521 | 2021-04-16 | 0 |  | 0 | 17.9372 | 0.61708 | 0.2
2522 | 2021-04-16 01:00 | 0 |  | 0 | 17.34 | 0.4975 | 0.2
2523 | 2021-04-16 02:00 | 0 |  | 0 | 16.7756 | 0.98542 | 0.2
2524 | 2021-04-16 03:00 | 0 |  | 0 | 16.4294 | 0.90167 | 0.2
2525 | 2021-04-16 04:00 | 0 |  | 0 | 16.1324 | 0.75 | 0.2
2526 | 2021-04-16 05:00 | 0 |  | 0 | 15.9511 | 0.89833 | 0.2
2527 | 2021-04-16 06:00 | 8.1833 |  | 8.1833 | 16.2268 | 1.1829 | 0.2 | 2.1469 | 76.9641 | 88.0721 | 0 |  | 8.1833 | 0 | 8.3093 | 0.0018935 | 0 | 8.3093 | 0.0016776 | 0 | 7.9023 | 0 | 7.7442 | 7.7441 | 892.5373 | 16.6686 | 473.4638 | 477.231 | 466.6999 | 0 | 0 | 466.6709 | 658.2077 | 0 | 0 | 0 | 0.88246 | 465.7884 | 662.1798 | 384.1997 | 382.2787170410156
2528 | 2021-04-16 07:00 | 176 |  | 77.3333 | 17.6738 | 1.8838 | 0.2 | 14.5802 | 68.8994 | 75.6253 | 0 |  | 176 | 97.2829 | 77.5619 | 0.040724 | 97.2829 | 77.5619 | 0.03608 | 82.5496 | 73.7602 | 0 | 153.1836 | 153.2257 | 17659.492 | 26.141 | 16971.021 | 16909.168 | 16163.739 | 0 | 0 | 16138.3955 | 764.8339 | 0 | 0 | 0 | 0 | 16138.3955 | 764.8339 | 15257.228 | 15180.9414
2529 | 2021-04-16 08:00 | 360.6833 |  | 122.1 | 19.4011 | 2.1692 | 0.2 | 26.2842 | 59.2713 | 63.8202 | 0 |  | 360.6833 | 237.6862 | 123.2845 | 0.083457 | 237.6862 | 123.2845 | 0.073939 | 222.6316 | 117.2442 | 0 | 333.0782 | 333.1121 | 38391.605 | 37.5713 | 38025.824 | 36588.883 | 35102.996 | 0 | 0 | 34980.055 | 755.0427 | 0 | 0 | 0 | 0 | 34980.055 | 755.0427 | 34019.91 | 33849.8125
2530 | 2021-04-16 09:00 | 558.25 |  | 115.1167 | 21.1412 | 3.1708 | 0.2 | 36.705 | 46.9649 | 53.262 | 0 |  | 558.25 | 443.4669 | 116.7882 | 0.12917 | 443.4669 | 116.7882 | 0.11444 | 428.5701 | 111.0677 | 0 | 528.8451 | 528.8706 | 60953.574 | 48.7041 | 61013.06 | 56686.707 | 54576.24 | 0 | 0 | 54260.816 | 729.1327 | 0 | 0 | 0 | 0 | 54260.816 | 729.1327 | 52879.26 | 52614.8633
2531 | 2021-04-16 10:00 | 649.15 |  | 196.1 | 22.5628 | 2.7858 | 0.2 | 44.8931 | 30.67 | 44.8765 | 0 |  | 649.15 | 454.7645 | 198.5006 | 0.1502 | 454.7645 | 198.5006 | 0.13307 | 445.4073 | 188.7796 | 0 | 621.5032 | 621.5362 | 71634.445 | 55.5276 | 71866.45 | 65271.566 | 62784.484 | 0 | 0 | 62343.145 | 711.5783 | 0 | 0 | 0 | 0 | 62343.145 | 711.5783 | 60784.02 | 60480.0977
2532 | 2021-04-16 11:00 | 648.0167 |  | 271.05 | 23.4865 | 1.06 | 0.2 | 49.4397 | 9.9273 | 40.0697 | 0 |  | 648.0167 | 379.3714 | 273.644 | 0.14994 | 379.3714 | 273.644 | 0.13284 | 373.5305 | 260.2447 | 0 | 621.0997 | 621.016 | 71570.055 | 59.1144 | 71801.734 | 64414.363 | 62539.938 | 0 | 0 | 62083.21 | 696.8297 | 0 | 0 | 0 | 0 | 62083.21 | 696.8297 | 60529.68 | 60227.0312
2533 | 2021-04-16 12:00 | 672.85 |  | 245.7167 | 24.2964 | 0.68625 | 0.2 | 49.0973 | 347.2257 | 40.1832 | 0 |  | 672.85 | 430.9922 | 248.5934 | 0.15569 | 430.9922 | 248.5934 | 0.13793 | 424.2856 | 236.423 | 0 | 647.4945 | 647.5244 | 74629.055 | 62.0821 | 74900.98 | 66494.36 | 63765.26 | 0 | 0 | 63283.594 | 692.7289 | 0 | 0 | 0 | 0 | 63283.594 | 692.7289 | 61693.254 | 61384.7891
2534 | 2021-04-16 13:00 | 496.2167 |  | 282.0167 | 24.6813 | 1.1442 | 0.2 | 43.9755 | 327.017 | 45.2216 | 0 |  | 496.2167 | 216.8166 | 284.1099 | 0.11482 | 216.8166 | 284.1099 | 0.10172 | 212.2329 | 270.2001 | 0 | 472.7844 | 472.7473 | 54486.004 | 51.6993 | 54426.43 | 50045.65 | 48201.258 | 0 | 0 | 47944.457 | 718.3367 | 0 | 0 | 0 | 0 | 47944.457 | 718.3367 | 46706.766 | 46473.2305
2535 | 2021-04-16 14:00 | 460.2833 |  | 212.65 | 24.6431 | 1.8838 | 0.2 | 35.4149 | 311.3261 | 53.8106 | 0 |  | 460.2833 | 251.776 | 215.4258 | 0.1065 | 251.776 | 215.4258 | 0.094357 | 242.9984 | 204.8821 | 0 | 438.9229 | 438.7602 | 50568.33 | 48.8889 | 50434.266 | 46794.7 | 45053.824 | 0 | 0 | 44832.71 | 725.1885 | 0 | 0 | 0 | 0 | 44832.71 | 725.1885 | 43667.535 | 43449.1992
2536 | 2021-04-16 15:00 | 290.6667 |  | 150.2667 | 24.0318 | 2 | 0.2 | 24.7763 | 299.4629 | 64.5142 | 0 |  | 290.6667 | 143.8787 | 151.7086 | 0.067256 | 143.8787 | 151.7086 | 0.059586 | 134.3216 | 144.2831 | 0 | 273.0325 | 272.8601 | 31448.143 | 39.0305 | 30958.303 | 29630.553 | 28283.43 | 0 | 0 | 28199.695 | 744.3292 | 0 | 0 | 0 | 0 | 28199.695 | 744.3292 | 27314.465 | 27177.8926
2537 | 2021-04-16 16:00 | 122.7667 |  | 86.65 | 23.1036 | 2.0242 | 0.2 | 12.9462 | 290.1156 | 76.4127 | 0 |  | 122.7667 | 37.8098 | 87.7492 | 0.028406 | 37.8098 | 87.7492 | 0.025167 | 31.6398 | 83.456 | 0 | 112.7939 | 112.7845 | 12998.778 | 29.2963 | 12279.042 | 12110.119 | 11538.437 | 0 | 0 | 11524.545 | 750.0938 | 0 | 0 | 0 | 0 | 11524.545 | 750.0938 | 10692.664 | 10639.2002
2538 | 2021-04-16 17:00 | 2.4667 |  | 2.4667 | 22.0272 | 2.15 | 0.2 | 0.43905 | 282.2132 | 88.0262 | 0 |  | 2.4667 | 0 | 2.5538 | 0.00057075 | 0 | 2.5538 | 0.00050566 | 0 | 2.4286 | 0 | 2.38 | 2.3797 | 274.2575 | 22.1571 | 49.5529 | 49.4126 | 49.2377 | 0 | 0 | 49.2357 | 260.235 | 0 | 0 | 0 | 49.2357 | 0 | 650 | 0 | 0
2539 | 2021-04-16 18:00 | 0 |  | 0 | 21.2035 | 1.9533 | 0.2
2540 | 2021-04-16 19:00 | 0 |  | 0 | 20.428 | 1.4775 | 0.2
2541 | 2021-04-16 20:00 | 0 |  | 0 | 19.6525 | 1.5208 | 0.2
2542 | 2021-04-16 21:00 | 0 |  | 0 | 18.877 | 2.15 | 0.2
2543 | 2021-04-16 22:00 | 0 |  | 0 | 18.1015 | 1.505 | 0.2
2544 | 2021-04-16 23:00 | 0 |  | 0 | 17.3365 | 1.1896 | 0.2
2545 | 2021-04-17 | 0 |  | 0 | 16.6303 | 0.92667 | 0.2
2546 | 2021-04-17 01:00 | 0 |  | 0 | 15.9086 | 0.95792 | 0.2
2547 | 2021-04-17 02:00 | 0 |  | 0 | 15.271 | 1.7846 | 0.2
2548 | 2021-04-17 03:00 | 0 |  | 0 | 14.8096 | 1.4921 | 0.2
2549 | 2021-04-17 04:00 | 0 |  | 0 | 14.3921 | 0.96542 | 0.2
2550 | 2021-04-17 05:00 | 0 |  | 0 | 14.1236 | 0.76458 | 0.2
2551 | 2021-04-17 06:00 | 9.1333 |  | 9.1333 | 14.3986 | 0.43958 | 0.2 | 2.0152 | 76.6316 | 88.1821 | 0 |  | 9.1333 | 0 | 9.2217 | 0.0021133 | 0 | 9.2217 | 0.0018723 | 0 | 8.7699 | 0 | 8.5945 | 8.5947 | 990.53 | 14.9058 | 558.4634 | 565.8763 | 552.929 | 0 | 0 | 552.8897 | 670.129 | 0 | 0 | 0 | 0 | 552.8897 | 670.129 | 456.4926 | 454.2101135253906
2552 | 2021-04-17 07:00 | 188.6 |  | 63.4667 | 15.9197 | 0.325 | 0.2 | 14.4263 | 68.5665 | 75.7744 | 0 |  | 188.6 | 123.4007 | 63.9696 | 0.043639 | 123.4007 | 63.9696 | 0.038663 | 104.4571 | 60.8339 | 0 | 161.9852 | 162.0061 | 18671.758 | 25.5301 | 17994.021 | 17960.213 | 16914.38 | 0 | 0 | 16886.703 | 768.0333 | 0 | 0 | 0 | 0 | 16886.703 | 768.0333 | 15994.196 | 15914.2256
2553 | 2021-04-17 08:00 | 375.0167 |  | 100.3333 | 17.6814 | 0.36292 | 0.2 | 26.0969 | 58.9324 | 64.0023 | 0 |  | 375.0167 | 273.6936 | 101.4918 | 0.086774 | 273.6936 | 101.4918 | 0.076878 | 256.1565 | 96.5192 | 0 | 345.6222 | 345.5903 | 39829.637 | 38.1469 | 39490.66 | 37932.06 | 36384.965 | 0 | 0 | 36252.668 | 753.8467 | 0 | 0 | 0 | 0 | 36252.668 | 753.8467 | 35276.79 | 35100.4023
2554 | 2021-04-17 09:00 | 555.5167 |  | 111.1667 | 19.383 | 0.26208 | 0.2 | 36.4717 | 46.6284 | 53.4898 | 0 |  | 555.5167 | 444.745 | 112.8263 | 0.12854 | 444.745 | 112.8263 | 0.11388 | 429.6058 | 107.3 | 0 | 526.1677 | 526.1716 | 60643.293 | 50.6857 | 60697.145 | 56021.06 | 53495.812 | 0 | 0 | 53186.934 | 726.4456 | 0 | 0 | 0 | 0 | 53186.934 | 726.4456 | 51829.52 | 51570.375
2555 | 2021-04-17 10:00 | 658.8 |  | 172.5833 | 20.8151 | 0.46125 | 0.2 | 44.6036 | 30.3762 | 45.1607 | 0 |  | 658.8 | 488.1187 | 174.9525 | 0.15244 | 488.1187 | 174.9525 | 0.13505 | 477.9036 | 166.385 | 0 | 631.4028 | 631.3337 | 72763.42 | 58.0352 | 73012.33 | 65750.97 | 63375.887 | 0 | 0 | 62919.883 | 704.8192 | 0 | 0 | 0 | 0 | 62919.883 | 704.8192 | 61342.492 | 61035.7773
2556 | 2021-04-17 11:00 | 725.2833 |  | 182.8667 | 21.9546 | 0.52417 | 0.2 | 49.1001 | 9.7599 | 40.4061 | 0 |  | 725.2833 | 545.947 | 185.6781 | 0.16782 | 545.947 | 185.6781 | 0.14868 | 537.3633 | 176.5875 | 0 | 699.6717 | 699.5397 | 80625.164 | 63.0778 | 80968.09 | 71642 | 69442.195 | 0 | 0 | 68858.16 | 686.4185 | 0 | 0 | 0 | 0 | 68858.16 | 686.4185 | 67063.85 | 66728.5312
2557 | 2021-04-17 12:00 | 708.7333 |  | 196.9 | 22.7246 | 0.75875 | 0.2 | 48.741 | 347.2456 | 40.5392 | 0 |  | 708.7333 | 516.53 | 200.0583 | 0.16399 | 516.53 | 200.0583 | 0.14529 | 508.3131 | 190.2653 | 0 | 684.6069 | 684.4523 | 78886.48 | 62.5337 | 79208.32 | 70201.06 | 67933.46 | 0 | 0 | 67384.8 | 690.7014 | 0 | 0 | 0 | 0 | 67384.8 | 690.7014 | 65645.41 | 65317.1797
2558 | 2021-04-17 13:00 | 649.6667 |  | 167.2833 | 23.1333 | 1.2733 | 0.2 | 43.6394 | 327.1819 | 45.5577 | 0 |  | 649.6667 | 488.3585 | 170.4282 | 0.15032 | 488.3585 | 170.4282 | 0.13318 | 477.827 | 162.0874 | 0 | 627.1161 | 627.2402 | 72292.51 | 58.7706 | 72529.375 | 65111.402 | 62398.266 | 0 | 0 | 61947.605 | 702.3302 | 0 | 0 | 0 | 0 | 61947.605 | 702.3302 | 60397 | 60095.0156
2559 | 2021-04-17 14:00 | 505.0667 |  | 156.9667 | 23.1207 | 1.175 | 0.2 | 35.1136 | 311.5593 | 54.1109 | 0 |  | 505.0667 | 354.005 | 159.9779 | 0.11687 | 354.005 | 159.9779 | 0.10354 | 341.4462 | 152.1495 | 0 | 483.7238 | 483.5043 | 55725.785 | 50.7146 | 55688.41 | 51356.62 | 49388.13 | 0 | 0 | 49119.094 | 720.6976 | 0 | 0 | 0 | 0 | 49119.094 | 720.6976 | 47854.31 | 47615.0391
2560 | 2021-04-17 15:00 | 344.0167 |  | 112.6833 | 22.6047 | 1.3371 | 0.2 | 24.5075 | 299.7201 | 64.7811 | 0 |  | 344.0167 | 237.1576 | 115.1618 | 0.079601 | 237.1576 | 115.1618 | 0.070523 | 221.1314 | 109.5279 | 0 | 324.046 | 323.8688 | 37326.65 | 40.9523 | 36942.418 | 35137.56 | 33332.414 | 0 | 0 | 33214.082 | 741.1832 | 0 | 0 | 0 | 0 | 33214.082 | 741.1832 | 32278.01 | 32116.6211
2561 | 2021-04-17 16:00 | 154.5667 |  | 69.8333 | 21.6245 | 1.25 | 0.2 | 12.7024 | 290.3818 | 76.654 | 0 |  | 154.5667 | 88.8027 | 71.3157 | 0.035765 | 88.8027 | 71.3157 | 0.031686 | 73.9755 | 67.8282 | 0 | 138.9675 | 138.7439 | 15990.872 | 29.5158 | 15292.246 | 15065.404 | 13915.838 | 0 | 0 | 13895.291 | 755.0717 | 0 | 0 | 0 | 0 | 13895.291 | 755.0717 | 13063.788 | 12998.4697
2562 | 2021-04-17 17:00 | 3.85 |  | 3.85 | 20.473 | 1.3137 | 0.2 | 0.21246 | 282.4877 | 88.1325 | 0 |  | 3.85 | 0 | 3.9344 | 0.00089084 | 0 | 3.9344 | 0.00078924 | 0 | 3.7415 | 0 | 3.6667 | 3.6672 | 422.6598 | 20.681 | 117.0824 | 116.5792 | 116.13 | 0 | 0 | 116.1252 | 401.4948 | 0 | 0 | 0 | 62.574 | 53.5512 | 649.9997 | 43.9655 | 43.745628356933594
2563 | 2021-04-17 18:00 | 0 |  | 0 | 19.8177 | 1.0371 | 0.2
2564 | 2021-04-17 19:00 | 0 |  | 0 | 19.2535 | 1.3862 | 0.2
2565 | 2021-04-17 20:00 | 0 |  | 0 | 18.6893 | 1.2992 | 0.2
2566 | 2021-04-17 21:00 | 0 |  | 0 | 18.1251 | 1.4663 | 0.2
2567 | 2021-04-17 22:00 | 0 |  | 0 | 17.5609 | 0.45667 | 0.2
2568 | 2021-04-17 23:00 | 0 |  | 0 | 17.0254 | 0.15 | 0.2
2569 | 2021-04-18 | 0 |  | 0 | 16.6738 | 0.29833 | 0.2
2570 | 2021-04-18 01:00 | 0 |  | 0 | 16.3867 | 0.47417 | 0.2
2571 | 2021-04-18 02:00 | 0 |  | 0 | 16.125 | 0.52417 | 0.2
2572 | 2021-04-18 03:00 | 0 |  | 0 | 15.9857 | 0.68625 | 0.2
2573 | 2021-04-18 04:00 | 0 |  | 0 | 15.8741 | 0.775 | 0.2
2574 | 2021-04-18 05:00 | 0 |  | 0 | 15.8313 | 0.66458 | 0.2
2575 | 2021-04-18 06:00 | 7.05 |  | 7.05 | 16.1474 | 0.33958 | 0.2 | 1.8835 | 76.3026 | 88.2922 | 0 |  | 7.05 | 0 | 7.1932 | 0.0016313 | 0 | 7.1932 | 0.0014452 | 0 | 6.8409 | 0 | 6.7041 | 6.7038 | 772.6238 | 16.5448 | 371.6452 | 372.6432 | 365.5313 | 0 | 0 | 365.5126 | 643.8072 | 0 | 0 | 0 | 3.9402 | 361.5724 | 657.8412 | 297.8875 | 296.3981018066406
2576 | 2021-04-18 07:00 | 192 |  | 57.2 | 17.5665 | 0.35792 | 0.2 | 14.2721 | 68.2374 | 75.9238 | 0 |  | 192 | 132.9578 | 57.6942 | 0.044426 | 132.9578 | 57.6942 | 0.03936 | 112.2659 | 54.8661 | 0 | 163.7894 | 163.8808 | 18888.254 | 27.2736 | 18213.09 | 18081.396 | 17290.578 | 0 | 0 | 17261.354 | 764.4638 | 0 | 0 | 0 | 0 | 17261.354 | 764.4638 | 16364.152 | 16282.3311
2577 | 2021-04-18 08:00 | 330.85 |  | 144.0167 | 18.9914 | 1.2812 | 0.2 | 25.9095 | 58.5983 | 64.1846 | 0 |  | 330.85 | 186.1895 | 144.8076 | 0.076554 | 186.1895 | 144.8076 | 0.067824 | 174.1198 | 137.7127 | 0 | 305.5958 | 305.6285 | 35224.816 | 36.3498 | 34800.906 | 33610.56 | 32126.283 | 0 | 0 | 32023.555 | 756.8067 | 0 | 0 | 0 | 0 | 32023.555 | 756.8067 | 31105.178 | 30949.6523
2578 | 2021-04-18 09:00 | 511.7833 |  | 164.1833 | 20.4313 | 1.7458 | 0.2 | 36.2386 | 46.2979 | 53.7174 | 0 |  | 511.7833 | 347.9563 | 166.0104 | 0.11842 | 347.9563 | 166.0104 | 0.10491 | 335.9538 | 157.8789 | 0 | 483.956 | 483.9343 | 55774.906 | 47.3418 | 55739.777 | 52008.902 | 49821.242 | 0 | 0 | 49559.19 | 732.2808 | 0 | 0 | 0 | 0 | 49559.19 | 732.2808 | 48284.297 | 48042.875
2579 | 2021-04-18 10:00 | 589.7333 |  | 233.8833 | 21.5767 | 2.4062 | 0.2 | 44.3152 | 30.0893 | 45.4439 | 0 |  | 589.7333 | 357.2874 | 235.9227 | 0.13646 | 357.2874 | 235.9227 | 0.12089 | 349.6832 | 224.3686 | 0 | 562.5707 | 562.5906 | 64840.6 | 51.9349 | 64966.914 | 59715.78 | 57457.25 | 0 | 0 | 57096.855 | 720.5423 | 0 | 0 | 0 | 0 | 57096.855 | 720.5423 | 55652.156 | 55373.8945
2580 | 2021-04-18 11:00 | 498.7333 |  | 328.7333 | 22.2072 | 3.1692 | 0.2 | 48.7629 | 9.5981 | 40.7403 | 0 |  | 498.7333 | 171.1284 | 329.5283 | 0.1154 | 171.1284 | 329.5283 | 0.10224 | 168.3815 | 313.3893 | 0 | 472.1354 | 472.1453 | 54415.73 | 46.8157 | 54355.023 | 50800.074 | 48913.195 | 0 | 0 | 48658.684 | 732.357 | 0 | 0 | 0 | 0 | 48658.684 | 732.357 | 47404.5 | 47167.4766
2581 | 2021-04-18 12:00 | 576.95 |  | 245.5167 | 22.7686 | 3.6983 | 0.2 | 48.3878 | 347.2669 | 40.8921 | 0 |  | 576.95 | 334.5217 | 248.3936 | 0.1335 | 334.5217 | 248.3936 | 0.11827 | 329.083 | 236.2331 | 0 | 554.0097 | 554.1018 | 63861.83 | 50.9616 | 63970.71 | 58984.598 | 57214.203 | 0 | 0 | 56851.957 | 718.5009 | 0 | 0 | 0 | 0 | 56851.957 | 718.5009 | 55412.676 | 55135.6133
2582 | 2021-04-18 13:00 | 546.1667 |  | 275.6167 | 23.0188 | 3.505 | 0.2 | 43.3066 | 327.3452 | 45.8907 | 0 |  | 546.1667 | 273.9476 | 277.6888 | 0.12638 | 273.9476 | 277.6888 | 0.11196 | 267.9228 | 264.0935 | 0 | 521.3759 | 521.2451 | 60076.06 | 49.7744 | 60119.18 | 55646.918 | 53572.582 | 0 | 0 | 53262.19 | 724.3806 | 0 | 0 | 0 | 0 | 53262.19 | 724.3806 | 51903.082 | 51643.5664
2583 | 2021-04-18 14:00 | 103.3167 |  | 103.3167 | 22.2369 | 2.705 | 0.2 | 34.8153 | 311.7899 | 54.4082 | 0 |  | 103.3167 | 0 | 102.7357 | 0.023906 | 0 | 102.7357 | 0.02118 | 0 | 97.7025 | 0 | 95.7484 | 95.7482 | 11034.905 | 27.3338 | 10309.942 | 10234.014 | 9733.523 | 0 | 0 | 9723.903 | 753.5261 | 0 | 0 | 0 | 0 | 9723.903 | 753.5261 | 8858.953 | 8814.6582
2584 | 2021-04-18 15:00 | 83.8833 |  | 83.7 | 21.3852 | 2.3533 | 0.2 | 24.2415 | 299.9749 | 65.0452 | 0 |  | 83.8833 | 0.18802 | 83.2171 | 0.019409 | 0.18802 | 83.2171 | 0.017196 | 0.1751 | 79.1401 | 0 | 77.7289 | 77.7288 | 8958.298 | 25.5896 | 8240.368 | 8224.868 | 7922.944 | 0 | 0 | 7916.535 | 749.699 | 0 | 0 | 0 | 0 | 7916.535 | 749.699 | 7079.1143 | 7043.7188
2585 | 2021-04-18 16:00 | 14.1833 |  | 14.1833 | 20.5048 | 1.9258 | 0.2 | 12.4615 | 290.6459 | 76.8926 | 0 |  | 14.1833 | 0 | 14.0415 | 0.0032818 | 0 | 14.0415 | 0.0029076 | 0 | 13.3533 | 0 | 13.0862 | 13.0873 | 1508.3544 | 21.2266 | 1022.1283 | 1031.2253 | 995.5035 | 0 | 0 | 995.3786 | 674.5547 | 0 | 0 | 0 | 0 | 995.3786 | 674.5547 | 825.9343 | 821.8045654296875
2586 | 2021-04-18 17:00 | 2.2167 |  | 2.2167 | 19.8696 | 2.1 | 0.2 | -0.011151 | 282.7606 | 88.2374 | 0 |  | 2.2167 | 0 | 2.2986 | 0.00051291 | 0 | 2.2986 | 0 | 0 | 2.1859 | 0 | 2.1422 | 2.1425 | 246.9368 | 19.9868 | 40.2164 | 40.0153 | 39.869 | 0 | 0 | 39.8674 | 234.2619 | 0 | 0 | 0 | 39.8674 | 0 | 650 | 0 | 0
2587 | 2021-04-18 18:00 | 0 |  | 0 | 19.3108 | 1.6946 | 0.2
2588 | 2021-04-18 19:00 | 0 |  | 0 | 18.739 | 0.69208 | 0.2
2589 | 2021-04-18 20:00 | 0 |  | 0 | 18.1558 | 0.67417 | 0.2
2590 | 2021-04-18 21:00 | 0 |  | 0 | 17.5381 | 0.67583 | 0.2
2591 | 2021-04-18 22:00 | 0 |  | 0 | 17.0052 | 0.52583 | 0.2
2592 | 2021-04-18 23:00 | 0 |  | 0 | 16.4126 | 0.46375 | 0.2
2593 | 2021-04-19 | 0 |  | 0 | 15.6483 | 0.23875 | 0.2
2594 | 2021-04-19 01:00 | 0 |  | 0 | 14.8381 | 0.23625 | 0.2
2595 | 2021-04-19 02:00 | 0 |  | 0 | 13.9802 | 0.4975 | 0.2
2596 | 2021-04-19 03:00 | 0 |  | 0 | 13.4316 | 0.725 | 0.2
2597 | 2021-04-19 04:00 | 0 |  | 0 | 12.9568 | 0.6475 | 0.2
2598 | 2021-04-19 05:00 | 0 |  | 0 | 12.6464 | 1.2112 | 0.2
2599 | 2021-04-19 06:00 | 7.85 |  | 7.85 | 12.9015 | 0.91375 | 0.2 | 1.7517 | 75.9771 | 88.4023 | 0 |  | 7.85 | 0 | 7.966 | 0.0018164 | 0 | 7.966 | 0.0016092 | 0 | 7.5758 | 0 | 7.4243 | 7.4239 | 855.6149 | 13.3302 | 441.8052 | 445.5672 | 435.8436 | 0 | 0 | 435.819 | 664.5522 | 0 | 0 | 0 | 0.44351 | 435.3755 | 666.8732 | 358.9907 | 357.19573974609375
2600 | 2021-04-19 07:00 | 182.4 |  | 68.3833 | 14.471 | 1.2183 | 0.2 | 14.1178 | 67.9123 | 76.0734 | 0 |  | 182.4 | 112.479 | 68.8883 | 0.042205 | 112.479 | 68.8883 | 0.037392 | 94.7309 | 65.5117 | 0 | 157.0377 | 157.0488 | 18099.988 | 23.4163 | 17415.986 | 17496.037 | 16710.281 | 0 | 0 | 16683.766 | 773.487 | 0 | 0 | 0 | 0 | 16683.766 | 773.487 | 15794.075 | 15715.1045
2601 | 2021-04-19 08:00 | 372.8333 |  | 93.5167 | 16.1968 | 2.2804 | 0.2 | 25.7219 | 58.269 | 64.3672 | 0 |  | 372.8333 | 278.3982 | 94.6564 | 0.086268 | 278.3982 | 94.6564 | 0.07643 | 260.1391 | 90.0187 | 0 | 343.1546 | 343.1622 | 39550.164 | 34.8207 | 39205.98 | 38051.95 | 36740.668 | 0 | 0 | 36606.8 | 757.4861 | 0 | 0 | 0 | 0 | 36606.8 | 757.4861 | 35626.777 | 35448.6445
2602 | 2021-04-19 09:00 | 547 |  | 114.05 | 17.8583 | 2.7483 | 0.2 | 36.0058 | 45.9733 | 53.9449 | 0 |  | 547 | 433.4527 | 115.7246 | 0.12657 | 433.4527 | 115.7246 | 0.11213 | 418.3015 | 110.0564 | 0 | 517.7908 | 517.7748 | 59676.156 | 45.3667 | 59712.727 | 56082.195 | 53961.637 | 0 | 0 | 53653.48 | 733.6 | 0 | 0 | 0 | 0 | 53653.48 | 733.6 | 52285.562 | 52024.1367
2603 | 2021-04-19 10:00 | 667.2 |  | 140.8667 | 19.3063 | 2.8725 | 0.2 | 44.028 | 29.8092 | 45.7261 | 0 |  | 667.2 | 528.5266 | 143.0911 | 0.15438 | 528.5266 | 143.0911 | 0.13677 | 517.0877 | 136.0842 | 0 | 640.1085 | 640.0572 | 73768.1 | 53.1198 | 74030.43 | 67791.03 | 65159.78 | 0 | 0 | 64689.3 | 716.1438 | 0 | 0 | 0 | 0 | 64689.3 | 716.1438 | 63048.5 | 62733.2578
2604 | 2021-04-19 11:00 | 738.0666 |  | 138.4833 | 20.4603 | 3.3467 | 0.2 | 48.4282 | 9.4417 | 41.072 | 0 |  | 738.0666 | 603.6407 | 140.8102 | 0.17078 | 603.6407 | 140.8102 | 0.1513 | 593.7503 | 133.9162 | 0 | 713.1132 | 713.1101 | 82187.18 | 57.329 | 82543.95 | 74511.8 | 72010.12 | 0 | 0 | 71420.15 | 705.0071 | 0 | 0 | 0 | 0 | 71420.15 | 705.0071 | 69528.63 | 69180.9922
2605 | 2021-04-19 12:00 | 739.85 |  | 135.5667 | 21.2901 | 3.8158 | 0.2 | 48.0379 | 347.2896 | 41.2418 | 0 |  | 739.85 | 610.0001 | 138.0863 | 0.17119 | 610.0001 | 138.0863 | 0.15167 | 599.8671 | 131.327 | 0 | 716.5702 | 716.5244 | 82578.96 | 57.5529 | 82937.195 | 74799.97 | 72358.305 | 0 | 0 | 71752.89 | 701.0919 | 0 | 0 | 0 | 0 | 71752.89 | 701.0919 | 69848.59 | 69499.3516
2606 | 2021-04-19 13:00 | 665.1167 |  | 127.9667 | 21.731 | 5.3417 | 0.2 | 42.977 | 327.5069 | 46.2204 | 0 |  | 665.1167 | 543.9877 | 130.5804 | 0.1539 | 543.9877 | 130.5804 | 0.13635 | 531.7895 | 124.1897 | 0 | 642.8597 | 642.6929 | 74070.15 | 52.0757 | 74331.81 | 68285.12 | 65689.71 | 0 | 0 | 65212.016 | 716.5577 | 0 | 0 | 0 | 0 | 65212.016 | 716.5577 | 63552.285 | 63234.5234
2607 | 2021-04-19 14:00 | 543.7 |  | 89.5167 | 21.7678 | 5.4429 | 0.2 | 34.52 | 312.0182 | 54.7026 | 0 |  | 543.7 | 462.1022 | 91.8023 | 0.1258 | 462.1022 | 91.8023 | 0.11146 | 445.1342 | 87.3107 | 0 | 521.796 | 521.8691 | 60147.223 | 46.2945 | 60189.117 | 56324.28 | 53779.58 | 0 | 0 | 53474.918 | 737.0665 | 0 | 0 | 0 | 0 | 53474.918 | 737.0665 | 52111.02 | 51850.4648
2608 | 2021-04-19 15:00 | 360.6333 |  | 77.3667 | 21.2726 | 4.5525 | 0.2 | 23.9783 | 300.2273 | 65.3066 | 0 |  | 360.6333 | 290.628 | 79.4903 | 0.083446 | 290.628 | 79.4903 | 0.073929 | 270.308 | 75.6026 | 0 | 338.9923 | 338.8522 | 39054.582 | 37.8564 | 38702.746 | 37175.453 | 34969.88 | 0 | 0 | 34842.586 | 749.6043 | 0 | 0 | 0 | 0 | 34842.586 | 749.6043 | 33884.223 | 33714.8008
2609 | 2021-04-19 16:00 | 157.9333 |  | 64.6667 | 20.2908 | 4.825 | 0.2 | 12.2234 | 290.9081 | 77.1282 | 0 |  | 157.9333 | 97.9683 | 66.3587 | 0.036544 | 97.9683 | 66.3587 | 0.032376 | 80.8411 | 63.1141 | 0 | 141.0761 | 141.1079 | 16263.257 | 27.1117 | 15568.814 | 15450.628 | 14172.703 | 0 | 0 | 14151.46 | 762.2579 | 0 | 0 | 0 | 0 | 14151.46 | 762.2579 | 13313.096 | 13246.5303
2610 | 2021-04-19 17:00 | 4.15 |  | 4.15 | 19.1253 | 4.2575 | 0.2 | -0.23169 | 283.0317 | 88.3409 | 0 |  | 4.15 | 0 | 4.221 | 0.00096025 | 0 | 4.221 | 0 | 0 | 4.0141 | 0 | 3.9338 | 3.934 | 453.4054 | 19.3204 | 134.485 | 133.728 | 133.2698 | 0 | 0 | 133.2644 | 433.4588 | 0 | 0 | 0 | 50.9345 | 82.3299 | 649.9996 | 67.6148 | 67.2768
2611 | 2021-04-19 18:00 | 0 |  | 0 | 18.4076 | 3.1367 | 0.2
2612 | 2021-04-19 19:00 | 0 |  | 0 | 17.7729 | 1.635 | 0.2
2613 | 2021-04-19 20:00 | 0 |  | 0 | 17.1381 | 0.86625 | 0.2
2614 | 2021-04-19 21:00 | 0 |  | 0 | 16.5034 | 0.60167 | 0.2
2615 | 2021-04-19 22:00 | 0 |  | 0 | 15.8798 | 0.45 | 0.2
2616 | 2021-04-19 23:00 | 0 |  | 0 | 15.34 | 0.56208 | 0.2
2617 | 2021-04-20 | 0 |  | 0 | 14.9015 | 0.47667 | 0.2
2618 | 2021-04-20 01:00 | 0 |  | 0 | 14.4745 | 0.32333 | 0.2
2619 | 2021-04-20 02:00 | 0 |  | 0 | 14.0724 | 0.73708 | 0.2
2620 | 2021-04-20 03:00 | 0 |  | 0 | 13.8286 | 0.36542 | 0.2
2621 | 2021-04-20 04:00 | 0 |  | 0 | 13.6207 | 0.24917 | 0.2
2622 | 2021-04-20 05:00 | 0 |  | 0 | 13.5041 | 0.43708 | 0.2
2623 | 2021-04-20 06:00 | 7.8 |  | 7.3 | 13.8438 | 0.35 | 0.2 | 1.6199 | 75.6552 | 88.5074 | 0 |  | 7.8 | 0.14965 | 8.0092 | 0.0018048 | 0.14607 | 8.0092 | 0.001599 | 0.014685 | 7.6172 | 0 | 7.4792 | 7.4784 | 861.8951 | 14.2869 | 447.2728 | 451.0115 | 440.0938 | 0 | 0 | 440.0676 | 657.255 | 0 | 0 | 0 | 1.0585 | 439.0091 | 662.5363 | 362.0017 | 360.1916809082031
2624 | 2021-04-20 07:00 | 185.6833 |  | 58.05 | 15.5308 | 0.58292 | 0.2 | 13.9633 | 67.5914 | 76.2232 | 0 |  | 185.6833 | 125.9351 | 58.5481 | 0.042965 | 125.9351 | 58.5481 | 0.038065 | 105.785 | 55.6782 | 0 | 158.234 | 158.336 | 18248.68 | 24.8139 | 17566.65 | 17572.041 | 16736.182 | 0 | 0 | 16709.27 | 771.2186 | 0 | 0 | 0 | 0 | 16709.27 | 771.2186 | 15819.214 | 15740.1182
2625 | 2021-04-20 08:00 | 385.65 |  | 73.95 | 17.4967 | 1.32 | 0.2 | 25.5343 | 57.9447 | 64.5498 | 0 |  | 385.65 | 310.7242 | 75.0942 | 0.089234 | 310.7242 | 75.0942 | 0.079058 | 290.1047 | 71.4152 | 0 | 354.2895 | 354.3087 | 40835.48 | 37.5844 | 40515.47 | 38986.64 | 37660.53 | 0 | 0 | 37518.156 | 751.152 | 0 | 0 | 0 | 0 | 37518.156 | 751.152 | 36527.715 | 36345.0742
2626 | 2021-04-20 09:00 | 556.7667 |  | 108 | 19.3618 | 1.7458 | 0.2 | 35.7733 | 45.6548 | 54.1721 | 0 |  | 556.7667 | 449.3489 | 109.6568 | 0.12883 | 449.3489 | 109.6568 | 0.11414 | 433.4326 | 104.2859 | 0 | 526.9641 | 526.9491 | 60734.41 | 48.6642 | 60789.863 | 56480.863 | 53905.74 | 0 | 0 | 53593.91 | 729.0801 | 0 | 0 | 0 | 0 | 53593.91 | 729.0801 | 52227.332 | 51966.1953
2627 | 2021-04-20 10:00 | 691.0333 |  | 100.3167 | 20.9897 | 2.5029 | 0.2 | 43.7421 | 29.536 | 46.007 | 0 |  | 691.0333 | 593.2534 | 101.8213 | 0.1599 | 593.2534 | 101.8213 | 0.14166 | 580.1981 | 96.8349 | 0 | 663.4923 | 663.4852 | 76466.76 | 56.6353 | 76764.02 | 69466.305 | 67471.45 | 0 | 0 | 66950.63 | 704.1666 | 0 | 0 | 0 | 0 | 66950.63 | 704.1666 | 65227.28 | 64901.1445
2628 | 2021-04-20 11:00 | 756.15 |  | 107.1833 | 22.2928 | 3.9142 | 0.2 | 48.0961 | 9.2907 | 41.4012 | 0 |  | 756.15 | 653.4421 | 108.8048 | 0.17496 | 653.4421 | 108.8048 | 0.15501 | 642.5164 | 103.4772 | 0 | 731.0737 | 731.1211 | 84262.3 | 59.1291 | 84635.82 | 75923.05 | 73116.25 | 0 | 0 | 72498.28 | 699.2784 | 0 | 0 | 0 | 0 | 72498.28 | 699.2784 | 70565.21 | 70212.3828
2629 | 2021-04-20 12:00 | 747.0833 |  | 112.1333 | 23.2104 | 4.8225 | 0.2 | 47.6914 | 347.3138 | 41.588 | 0 |  | 747.0833 | 641.047 | 113.9216 | 0.17286 | 641.047 | 113.9216 | 0.15315 | 630.17 | 108.3442 | 0 | 723.744 | 723.6284 | 83401.336 | 58.1932 | 83766.29 | 75380.81 | 71918.37 | 0 | 0 | 71322.65 | 702.9292 | 0 | 0 | 0 | 0 | 71322.65 | 702.9292 | 69434.875 | 69087.7031
2630 | 2021-04-20 13:00 | 666.45 |  | 115.9333 | 23.654 | 4.7 | 0.2 | 42.6508 | 327.6671 | 46.5467 | 0 |  | 666.45 | 557.6191 | 118.4498 | 0.15421 | 557.6191 | 118.4498 | 0.13662 | 544.8732 | 112.653 | 0 | 644.3757 | 644.3995 | 74268.45 | 54.9806 | 74531.81 | 67792.91 | 65067.12 | 0 | 0 | 64588.605 | 712.0178 | 0 | 0 | 0 | 0 | 64588.605 | 712.0178 | 62951.44 | 62636.6836
2631 | 2021-04-20 14:00 | 548.4334 |  | 77.8833 | 23.7246 | 4.9846 | 0.2 | 34.2278 | 312.244 | 54.9939 | 0 |  | 548.4334 | 478.8659 | 79.6989 | 0.1269 | 478.8659 | 79.6989 | 0.11243 | 460.9814 | 75.7985 | 0 | 526.0443 | 525.9518 | 60616.05 | 48.9641 | 60666.207 | 56272.56 | 53574.336 | 0 | 0 | 53260.96 | 725.3044 | 0 | 0 | 0 | 0 | 53260.96 | 725.3044 | 51901.883 | 51642.3711
2632 | 2021-04-20 15:00 | 360.3833 |  | 70.9 | 23.1931 | 4.9833 | 0.2 | 23.7182 | 300.4774 | 65.5649 | 0 |  | 360.3833 | 297.1252 | 72.917 | 0.083388 | 297.1252 | 72.917 | 0.073878 | 275.9973 | 69.3504 | 0 | 338.4408 | 338.4957 | 39012.984 | 39.4379 | 38660.52 | 36946.957 | 34932.55 | 0 | 0 | 34804.47 | 748.4916 | 0 | 0 | 0 | 0 | 34804.47 | 748.4916 | 33846.605 | 33677.3711
2633 | 2021-04-20 16:00 | 161.8333 |  | 57.7167 | 22.2886 | 3.1763 | 0.2 | 11.9883 | 291.1682 | 77.3609 | 0 |  | 161.8333 | 109.4942 | 59.3811 | 0.037446 | 109.4942 | 59.3811 | 0.033176 | 89.9062 | 56.4782 | 0 | 143.4567 | 143.3896 | 16526.164 | 29.7597 | 15835.242 | 15582.742 | 14409.5205 | 0 | 0 | 14386.758 | 754.1949 | 0 | 0 | 0 | 0 | 14386.758 | 754.1949 | 13542.362 | 13474.6504
2634 | 2021-04-20 17:00 | 3.7833 |  | 3.7833 | 21.0839 | 2.1775 | 0.2 | -0.44906 | 283.3011 | 88.4429 | 0 |  | 3.7833 | 0 | 3.8671 | 0.00087541 | 0 | 3.8671 | 0 | 0 | 3.6776 | 0 | 3.604 | 3.6042 | 415.3997 | 21.2805 | 113.0393 | 112.622 | 112.2711 | 0 | 0 | 112.2664 | 395.1115 | 0 | 0 | 0 | 65.0926 | 47.1738 | 649.9996 | 38.7269 | 38.53322219848633
2635 | 2021-04-20 18:00 | 0 |  | 0 | 20.2833 | 2.2758 | 0.2
2636 | 2021-04-20 19:00 | 0 |  | 0 | 19.5622 | 1.95 | 0.2
2637 | 2021-04-20 20:00 | 0 |  | 0 | 18.8411 | 2.3467 | 0.2
2638 | 2021-04-20 21:00 | 0 |  | 0 | 18.12 | 2.6467 | 0.2
2639 | 2021-04-20 22:00 | 0 |  | 0 | 17.3988 | 3.1708 | 0.2
2640 | 2021-04-20 23:00 | 0 |  | 0 | 16.6805 | 3.5483 | 0.2
2641 | 2021-04-21 | 0 |  | 0 | 15.9854 | 3.4792 | 0.2
2642 | 2021-04-21 01:00 | 0 |  | 0 | 15.3102 | 2.8983 | 0.2
2643 | 2021-04-21 02:00 | 0 |  | 0 | 14.5629 | 3.6983 | 0.2
2644 | 2021-04-21 03:00 | 0 |  | 0 | 14.0819 | 3.0325 | 0.2
2645 | 2021-04-21 04:00 | 0 |  | 0 | 13.6659 | 2.3517 | 0.2
2646 | 2021-04-21 05:00 | 0 |  | 0 | 13.3959 | 2.5483 | 0.2
2647 | 2021-04-21 06:00 | 7.2333 |  | 7.2333 | 13.6533 | 2.6 | 0.2 | 1.488 | 75.3371 | 88.5969 | 0 |  | 7.2333 | 0 | 7.3514 | 0.0016737 | 0 | 7.3514 | 0.0014828 | 0 | 6.9913 | 0 | 6.8515 | 6.8516 | 789.672 | 14.0198 | 385.9558 | 387.5802 | 379.5063 | 0 | 0 | 379.4866 | 651.8174 | 0 | 0 | 0 | 1.6735 | 377.8131 | 658.1114 | 311.3249 | 309.76824951171875
2648 | 2021-04-21 07:00 | 176.7833 |  | 67.6167 | 15.2037 | 2.4671 | 0.2 | 13.8087 | 67.2747 | 76.3732 | 0 |  | 176.7833 | 107.734 | 68.1215 | 0.040905 | 107.734 | 68.1215 | 0.03624 | 90.252 | 64.7826 | 0 | 151.9339 | 151.9712 | 17515.473 | 23.3817 | 16825.676 | 16905.166 | 16128.608 | 0 | 0 | 16103.731 | 772.3193 | 0 | 0 | 0 | 0 | 16103.731 | 772.3193 | 15223.152 | 15147.0361
2649 | 2021-04-21 08:00 | 369.8833 |  | 85.0833 | 16.9097 | 1.775 | 0.2 | 25.3467 | 57.6254 | 64.7325 | 0 |  | 369.8833 | 283.9534 | 86.1885 | 0.085586 | 283.9534 | 86.1885 | 0.075825 | 264.8875 | 81.9658 | 0 | 339.9162 | 339.9153 | 39175.633 | 35.7865 | 38824.445 | 37568.03 | 35867.914 | 0 | 0 | 35742 | 759.4811 | 0 | 0 | 0 | 0 | 35742 | 759.4811 | 34772.273 | 34598.4102
2650 | 2021-04-21 09:00 | 543.7167 |  | 103.75 | 18.6199 | 2.6029 | 0.2 | 35.5413 | 45.3425 | 54.3989 | 0 |  | 543.7167 | 440.5974 | 105.3885 | 0.12581 | 440.5974 | 105.3885 | 0.11146 | 424.7832 | 100.2267 | 0 | 514.5097 | 514.4717 | 59294.18 | 46.1343 | 59324.03 | 55581.008 | 53776.54 | 0 | 0 | 53472.836 | 734.3474 | 0 | 0 | 0 | 0 | 53472.836 | 734.3474 | 52108.984 | 51848.4414
2651 | 2021-04-21 10:00 | 685.15 |  | 99.4833 | 20.1235 | 3.5 | 0.2 | 43.4576 | 29.2696 | 46.2867 | 0 |  | 685.15 | 588.2563 | 100.991 | 0.15853 | 588.2563 | 100.991 | 0.14045 | 575.0949 | 96.0452 | 0 | 657.7174 | 657.7045 | 75802.68 | 53.8912 | 76090.734 | 69496.39 | 67064.96 | 0 | 0 | 66561.95 | 712.2679 | 0 | 0 | 0 | 0 | 66561.95 | 712.2679 | 64852.918 | 64528.6523
2652 | 2021-04-21 11:00 | 730.2 |  | 140.15 | 21.3019 | 2.7067 | 0.2 | 47.7666 | 9.1451 | 41.7279 | 0 |  | 730.2 | 594.1953 | 142.4958 | 0.16896 | 594.1953 | 142.4958 | 0.14969 | 584.0591 | 135.5194 | 0 | 705.1868 | 705.0578 | 81260.5 | 58.8314 | 81608.7 | 73287.25 | 70760.22 | 0 | 0 | 70185.34 | 700.9863 | 0 | 0 | 0 | 0 | 70185.34 | 700.9863 | 68340.95 | 67999.25
2653 | 2021-04-21 12:00 | 722.6167 |  | 139.8 | 22.1146 | 2.1913 | 0.2 | 47.3484 | 347.3395 | 41.9308 | 0 |  | 722.6167 | 588.4959 | 142.3546 | 0.1672 | 588.4959 | 142.3546 | 0.14814 | 578.2996 | 135.3864 | 0 | 699.4122 | 699.3549 | 80603.94 | 60.2239 | 80943.46 | 72325.43 | 70132.66 | 0 | 0 | 69554.35 | 695.5202 | 0 | 0 | 0 | 0 | 69554.35 | 695.5202 | 67733.84 | 67395.1719
2654 | 2021-04-21 13:00 | 658.85 |  | 117.0667 | 22.5543 | 1.8975 | 0.2 | 42.3281 | 327.8257 | 46.8695 | 0 |  | 658.85 | 548.8663 | 119.5978 | 0.15245 | 548.8663 | 119.5978 | 0.13506 | 536.0807 | 113.7448 | 0 | 636.829 | 636.9613 | 73412.15 | 57.7306 | 73663.336 | 66358.08 | 63679.21 | 0 | 0 | 63211.516 | 703.3475 | 0 | 0 | 0 | 0 | 63211.516 | 703.3475 | 61623.742 | 61315.625
2655 | 2021-04-21 14:00 | 525.8 |  | 97.8667 | 22.5806 | 2.7062 | 0.2 | 33.9388 | 312.4674 | 55.2819 | 0 |  | 525.8 | 435.5979 | 100.2606 | 0.12166 | 435.5979 | 100.2606 | 0.10779 | 419.0537 | 95.355 | 0 | 504.1205 | 504.0495 | 58091.746 | 49.4111 | 58097.168 | 53807.234 | 51640.453 | 0 | 0 | 51347.53 | 726.2976 | 0 | 0 | 0 | 0 | 51347.53 | 726.2976 | 50031.773 | 49781.6133
2656 | 2021-04-21 15:00 | 345.4167 |  | 82.75 | 22.0742 | 3.245 | 0.2 | 23.4611 | 300.7253 | 65.8202 | 0 |  | 345.4167 | 269.7093 | 84.954 | 0.079925 | 269.7093 | 84.954 | 0.07081 | 250.207 | 80.799 | 0 | 324.3858 | 324.366 | 37384.41 | 38.922 | 37001.81 | 35418.895 | 33555.18 | 0 | 0 | 33436.293 | 747.5546 | 0 | 0 | 0 | 0 | 33436.293 | 747.5546 | 32497.049 | 32334.5645
2657 | 2021-04-21 16:00 | 154.2333 |  | 64.2833 | 21.0893 | 3.9692 | 0.2 | 11.7564 | 291.4262 | 77.5905 | 0 |  | 154.2333 | 94.7101 | 65.9486 | 0.035687 | 94.7101 | 65.9486 | 0.031618 | 77.3721 | 62.724 | 0 | 137.2942 | 137.3048 | 15824.974 | 27.9899 | 15127.441 | 14970.077 | 13634.623 | 0 | 0 | 13615.055 | 763.8544 | 0 | 0 | 0 | 0 | 13615.055 | 763.8544 | 12791.409 | 12727.4521
2658 | 2021-04-21 17:00 | 3.2667 |  | 3.2667 | 19.9277 | 4.4863 | 0.2 | -0.66317 | 283.5687 | 88.5433 | 0 |  | 3.2667 | 0 | 3.3621 | 0.00075586 | 0 | 3.3621 | 0 | 0 | 3.1973 | 0 | 3.1334 | 3.1337 | 361.1812 | 20.0815 | 85.6634 | 85.2429 | 84.9484 | 0 | 0 | 84.9448 | 341.3505 | 0 | 0 | 0 | 77.7413 | 7.2034 | 649.9997 | 5.9109 | 5.881350517272949
2659 | 2021-04-21 18:00 | 0 |  | 0 | 19.2305 | 4.2783 | 0.2
2660 | 2021-04-21 19:00 | 0 |  | 0 | 18.619 | 3.7196 | 0.2
2661 | 2021-04-21 20:00 | 0 |  | 0 | 18.0074 | 2.7067 | 0.2
2662 | 2021-04-21 21:00 | 0 |  | 0 | 17.3959 | 2.1913 | 0.2
2663 | 2021-04-21 22:00 | 0 |  | 0 | 16.7843 | 1.7767 | 0.2
2664 | 2021-04-21 23:00 | 0 |  | 0 | 16.1981 | 1.7025 | 0.2
2665 | 2021-04-22 | 0 |  | 0 | 15.7684 | 1.1542 | 0.2
2666 | 2021-04-22 01:00 | 0 |  | 0 | 15.3684 | 0.98375 | 0.2
2667 | 2021-04-22 02:00 | 0 |  | 0 | 15.0298 | 1.9417 | 0.2
2668 | 2021-04-22 03:00 | 0 |  | 0 | 14.7863 | 2.5638 | 0.2
2669 | 2021-04-22 04:00 | 0 |  | 0 | 14.5666 | 1.8179 | 0.2
2670 | 2021-04-22 05:00 | 0 |  | 0 | 14.4352 | 1.4775 | 0.2
2671 | 2021-04-22 06:00 | 5.5333 |  | 5.5333 | 14.6581 | 1.2604 | 0.2 | 1.3562 | 75.0228 | 88.6699 | 0 |  | 5.5333 | 0 | 5.6851 | 0.0012803 | 0 | 5.6851 | 0.0011343 | 0 | 5.4066 | 0 | 5.2985 | 5.2984 | 610.6373 | 14.9593 | 241.3801 | 239.6538 | 236.8273 | 0 | 0 | 236.8179 | 589.579 | 0 | 0 | 0 | 14.6097 | 222.2082 | 649.9999 | 182.7817 | 181.86773681640625
2672 | 2021-04-22 07:00 | 134.0833 |  | 86.8167 | 15.8241 | 1.7871 | 0.2 | 13.6541 | 66.9622 | 76.5233 | 0 |  | 134.0833 | 46.6549 | 86.767 | 0.031025 | 46.6549 | 86.767 | 0.027487 | 38.9761 | 82.5147 | 0 | 119.0609 | 119.0934 | 13725.854 | 22.4342 | 13007.279 | 13108.908 | 12544.098 | 0 | 0 | 12529.065 | 771.9527 | 0 | 0 | 0 | 0 | 12529.065 | 771.9527 | 11739.332 | 11680.6348
2673 | 2021-04-22 08:00 | 303.45 |  | 155.7667 | 17.3978 | 1.3396 | 0.2 | 25.1592 | 57.3112 | 64.9152 | 0 |  | 303.45 | 147.2677 | 156.042 | 0.070214 | 147.2677 | 156.042 | 0.062207 | 137.262 | 148.3967 | 0 | 279.9456 | 279.9757 | 32267.98 | 33.2571 | 31791.48 | 30999.92 | 29743.354 | 0 | 0 | 29656.93 | 762.4648 | 0 | 0 | 0 | 0 | 29656.93 | 762.4648 | 28759.838 | 28616.0391
2674 | 2021-04-22 09:00 | 518.6167 |  | 128.9 | 19.1861 | 1.5458 | 0.2 | 35.3098 | 45.0363 | 54.6253 | 0 |  | 518.6167 | 390.3283 | 130.6677 | 0.12 | 390.3283 | 130.6677 | 0.10632 | 376.1321 | 124.2677 | 0 | 490.3918 | 490.4337 | 56523.633 | 46.7072 | 56502.51 | 52832.223 | 50835.574 | 0 | 0 | 50555.582 | 724.0888 | 0 | 0 | 0 | 0 | 50555.582 | 724.0888 | 49257.875 | 49011.5859
2675 | 2021-04-22 10:00 | 623.8333 |  | 176.9667 | 20.7397 | 2.1821 | 0.2 | 43.1746 | 29.0101 | 46.5649 | 0 |  | 623.8333 | 448.8994 | 179.3602 | 0.14435 | 448.8994 | 179.3602 | 0.12788 | 438.6894 | 170.5771 | 0 | 597.0812 | 597.084 | 68814.664 | 53.2896 | 69005.37 | 63151.03 | 61224.504 | 0 | 0 | 60807.863 | 713.0074 | 0 | 0 | 0 | 0 | 60807.863 | 713.0074 | 59281.906 | 58985.4961
2676 | 2021-04-22 11:00 | 675.2 |  | 210.5333 | 21.9489 | 2.7225 | 0.2 | 47.44 | 9.0048 | 42.0518 | 0 |  | 675.2 | 467.991 | 213.4131 | 0.15623 | 467.991 | 213.4131 | 0.13841 | 459.8479 | 202.9644 | 0 | 649.556 | 649.5349 | 74859.06 | 56.498 | 75135.31 | 68017.445 | 66231.37 | 0 | 0 | 65730.555 | 704.7286 | 0 | 0 | 0 | 0 | 65730.555 | 704.7286 | 64051.96 | 63731.6992
2677 | 2021-04-22 12:00 | 678.9334 |  | 197.3167 | 22.7961 | 2.8 | 0.2 | 47.009 | 347.3667 | 42.27 | 0 |  | 678.9334 | 486.3781 | 200.4764 | 0.1571 | 486.3781 | 200.4764 | 0.13918 | 477.7754 | 190.6631 | 0 | 655.0698 | 655.0352 | 75495.55 | 57.5151 | 75777.97 | 68348.4 | 66372.6 | 0 | 0 | 65866.01 | 701.082 | 0 | 0 | 0 | 0 | 65866.01 | 701.082 | 64182.47 | 63861.5547
2678 | 2021-04-22 13:00 | 604.2 |  | 187.75 | 23.1426 | 2.7758 | 0.2 | 42.0089 | 327.983 | 47.1888 | 0 |  | 604.2 | 421.9661 | 190.9768 | 0.1398 | 421.9661 | 190.9768 | 0.12386 | 411.9511 | 181.6301 | 0 | 581.7095 | 581.6273 | 67033.9 | 54.0047 | 67193.8 | 61318.92 | 59089.824 | 0 | 0 | 58697.406 | 711.3807 | 0 | 0 | 0 | 0 | 58697.406 | 711.3807 | 57217.473 | 56931.3828
2679 | 2021-04-22 14:00 | 472.8833 |  | 163.35 | 23.197 | 2.6983 | 0.2 | 33.6532 | 312.6885 | 55.5667 | 0 |  | 472.8833 | 315.1512 | 165.868 | 0.10942 | 315.1512 | 165.868 | 0.09694 | 302.9808 | 157.7507 | 0 | 451.5168 | 451.5564 | 52042.637 | 47.2419 | 51936.34 | 48444.56 | 46655.246 | 0 | 0 | 46417.38 | 727.3093 | 0 | 0 | 0 | 0 | 46417.38 | 727.3093 | 45215.14 | 44989.0664
2680 | 2021-04-22 15:00 | 310.5333 |  | 124.9167 | 22.8474 | 3.0983 | 0.2 | 23.2073 | 300.9707 | 66.0723 | 0 |  | 310.5333 | 190.6709 | 127.019 | 0.071853 | 190.6709 | 127.019 | 0.063659 | 176.6526 | 120.8042 | 0 | 291.5077 | 291.4506 | 33591.64 | 38.087 | 33140.05 | 31807.94 | 30063.783 | 0 | 0 | 29970.13 | 750.2732 | 0 | 0 | 0 | 0 | 29970.13 | 750.2732 | 29070.924 | 28925.5684
2681 | 2021-04-22 16:00 | 123.8667 |  | 70.7333 | 21.9324 | 2.9533 | 0.2 | 11.5277 | 291.6821 | 77.8169 | 0 |  | 123.8667 | 56.0143 | 72.2398 | 0.028661 | 56.0143 | 72.2398 | 0.025392 | 45.5212 | 68.7075 | 0 | 111.9441 | 111.8828 | 12894.883 | 27.8213 | 12177.75 | 12061.982 | 11223.669 | 0 | 0 | 11210.341 | 754.7779 | 0 | 0 | 0 | 0 | 11210.341 | 754.7779 | 10368.341 | 10316.499
2682 | 2021-04-22 17:00 | 2.25 |  | 2.25 | 20.8612 | 2.4533 | 0.2 | -0.87392 | 283.8344 | 88.6422 | 0 |  | 2.25 | 0 | 2.346 | 0.00052062 | 0 | 2.346 | 0 | 0 | 2.231 | 0 | 2.1864 | 2.1865 | 251.9967 | 20.979 | 41.8539 | 41.686 | 41.5569 | 0 | 0 | 41.5551 | 238.9871 | 0 | 0 | 0 | 41.5551 | 0 | 650 | 0 | 0
2683 | 2021-04-22 18:00 | 0 |  | 0 | 20.2026 | 2.2017 | 0.2
2684 | 2021-04-22 19:00 | 0 |  | 0 | 19.6191 | 2.0258 | 0.2
2685 | 2021-04-22 20:00 | 0 |  | 0 | 19.0357 | 1.9275 | 0.2
2686 | 2021-04-22 21:00 | 0 |  | 0 | 18.4522 | 1.4171 | 0.2
2687 | 2021-04-22 22:00 | 0 |  | 0 | 17.8688 | 0.89208 | 0.2
2688 | 2021-04-22 23:00 | 0 |  | 0 | 17.2895 | 0.36542 | 0.2
2689 | 2021-04-23 | 0 |  | 0 | 16.7343 | 0.21292 | 0.2
2690 | 2021-04-23 01:00 | 0 |  | 0 | 16.175 | 0.21208 | 0.2
2691 | 2021-04-23 02:00 | 0 |  | 0 | 15.6473 | 0.39583 | 0.2
2692 | 2021-04-23 03:00 | 0 |  | 0 | 15.3346 | 1.12 | 0.2
2693 | 2021-04-23 04:00 | 0 |  | 0 | 15.1123 | 1.5458 | 0.2
2694 | 2021-04-23 05:00 | 0 |  | 0 | 14.9405 | 2.2062 | 0.2
2695 | 2021-04-23 06:00 | 6.6 |  | 6.6 | 15.2053 | 3.1142 | 0.2 | 1.2243 | 74.7123 | 88.7428 | 0 |  | 6.6 | 0 | 6.7181 | 0.0015271 | 0 | 6.7181 | 0.001353 | 0 | 6.389 | 0 | 6.2612 | 6.2613 | 721.6292 | 15.5324 | 329.4366 | 329.3782 | 322.8893 | 0 | 0 | 322.8745 | 635.9307 | 0 | 0 | 0 | 5.3863 | 317.4882 | 655.5252 | 261.4377 | 260.1304931640625
2696 | 2021-04-23 07:00 | 173.75 |  | 70.8333 | 16.6494 | 4.6279 | 0.2 | 13.4993 | 66.6542 | 76.6736 | 0 |  | 173.75 | 101.6035 | 71.0805 | 0.040203 | 101.6035 | 71.0805 | 0.035618 | 84.6396 | 67.5966 | 0 | 149.1915 | 149.2019 | 17195.861 | 23.9265 | 16502.877 | 16554.406 | 15884.734 | 0 | 0 | 15860.427 | 769.6199 | 0 | 0 | 0 | 0 | 15860.427 | 769.6199 | 14984.138 | 14909.2168
2697 | 2021-04-23 08:00 | 366.0167 |  | 80.1833 | 18.479 | 5.3804 | 0.2 | 24.9717 | 57.0022 | 65.0979 | 0 |  | 366.0167 | 285.0741 | 81.2658 | 0.084691 | 285.0741 | 81.2658 | 0.075033 | 265.4749 | 77.2844 | 0 | 335.9041 | 335.8628 | 38708.918 | 34.3088 | 38348.996 | 37279.61 | 35864.027 | 0 | 0 | 35736.652 | 759.3351 | 0 | 0 | 0 | 0 | 35736.652 | 759.3351 | 34766.992 | 34593.1562
2698 | 2021-04-23 09:00 | 546.4334 |  | 90.2667 | 20.2691 | 6.345 | 0.2 | 35.079 | 44.7363 | 54.8511 | 0 |  | 546.4334 | 456.9445 | 91.8205 | 0.12644 | 456.9445 | 91.8205 | 0.11202 | 440.1048 | 87.3234 | 0 | 516.8796 | 516.9001 | 59573.59 | 43.5854 | 59608.312 | 56307.062 | 54101.625 | 0 | 0 | 53799.613 | 742.2913 | 0 | 0 | 0 | 0 | 53799.613 | 742.2913 | 52428.41 | 52166.2695
2699 | 2021-04-23 10:00 | 681.5666 |  | 92.7 | 21.8539 | 6.4275 | 0.2 | 42.8933 | 28.7573 | 46.8417 | 0 |  | 681.5666 | 591.6202 | 94.1808 | 0.1577 | 591.6202 | 94.1808 | 0.13972 | 577.9426 | 89.5687 | 0 | 654.161 | 654.1914 | 75397.06 | 51.2526 | 75680.164 | 69735.266 | 67029.914 | 0 | 0 | 66541.11 | 722.0722 | 0 | 0 | 0 | 0 | 66541.11 | 722.0722 | 64832.836 | 64508.6719
2700 | 2021-04-23 11:00 | 742.9667 |  | 120.8333 | 23.1293 | 5.9413 | 0.2 | 47.1163 | 8.8698 | 42.373 | 0 |  | 742.9667 | 626.6643 | 123.0688 | 0.17191 | 626.6643 | 123.0688 | 0.15231 | 615.5448 | 117.0438 | 0 | 717.9368 | 717.9066 | 82740.555 | 56.113 | 83102 | 75331.93 | 72656.98 | 0 | 0 | 72062.37 | 709.3849 | 0 | 0 | 0 | 0 | 72062.37 | 709.3849 | 70146.14 | 69795.4141
2701 | 2021-04-23 12:00 | 721.5666 |  | 125.6667 | 24.0035 | 5.5663 | 0.2 | 46.6733 | 347.3954 | 42.6056 | 0 |  | 721.5666 | 601.8757 | 128.1352 | 0.16696 | 601.8757 | 128.1352 | 0.14792 | 591.0115 | 121.8633 | 0 | 698.6173 | 698.4239 | 80495.69 | 56.6443 | 80834.89 | 73137.56 | 70913.04 | 0 | 0 | 70331.71 | 703.2287 | 0 | 0 | 0 | 0 | 70331.71 | 703.2287 | 68481.766 | 68139.3516
2702 | 2021-04-23 13:00 | 650.5666 |  | 115.65 | 24.5461 | 5.4037 | 0.2 | 41.6935 | 328.1389 | 47.5043 | 0 |  | 650.5666 | 542.0939 | 118.1752 | 0.15053 | 542.0939 | 118.1752 | 0.13336 | 528.9881 | 112.392 | 0 | 628.5525 | 628.3999 | 72425.11 | 54.1323 | 72663.984 | 66285.414 | 63852.473 | 0 | 0 | 63393.547 | 713.1545 | 0 | 0 | 0 | 0 | 63393.547 | 713.1545 | 61799.285 | 61490.2891
2703 | 2021-04-23 14:00 | 530.2167 |  | 91.6667 | 24.6187 | 7.025 | 0.2 | 33.371 | 312.9073 | 55.848 | 0 |  | 530.2167 | 446.6143 | 93.9923 | 0.12268 | 446.6143 | 93.9923 | 0.10869 | 429.0811 | 89.3936 | 0 | 508.1052 | 508.0287 | 58552.164 | 46.8367 | 58565.652 | 54708.62 | 52540.207 | 0 | 0 | 52241.27 | 728.5758 | 0 | 0 | 0 | 0 | 52241.27 | 728.5758 | 50905.227 | 50650.6992
2704 | 2021-04-23 15:00 | 342.2833 |  | 77.25 | 24.0671 | 5.3246 | 0.2 | 22.9568 | 301.2138 | 66.3211 | 0 |  | 342.2833 | 272.3614 | 79.3807 | 0.0792 | 272.3614 | 79.3807 | 0.070167 | 252.0041 | 75.4985 | 0 | 320.9526 | 320.7487 | 36967.184 | 39.223 | 36576.97 | 34980.68 | 33056.496 | 0 | 0 | 32940.496 | 743.818 | 0 | 0 | 0 | 0 | 32940.496 | 743.818 | 32008.389 | 31848.3457
2705 | 2021-04-23 16:00 | 149.4 |  | 64.9 | 23.0812 | 4.7292 | 0.2 | 11.3023 | 291.9359 | 78.04 | 0 |  | 149.4 | 89.1945 | 66.3572 | 0.034569 | 89.1945 | 66.3572 | 0.030627 | 72.0965 | 63.1128 | 0 | 132.5051 | 132.5392 | 15275.937 | 29.5158 | 14574.803 | 14356.078 | 13088.725 | 0 | 0 | 13070.313 | 759.7372 | 0 | 0 | 0 | 0 | 13070.313 | 759.7372 | 12262.99 | 12201.6748
2706 | 2021-04-23 17:00 | 2.8667 |  | 2.8667 | 21.8936 | 4.1033 | 0.2 | -1.0812 | 284.0983 | 88.7394 | 0 |  | 2.8667 | 0 | 2.9712 | 0.00066331 | 0 | 2.9712 | 0 | 0 | 2.8256 | 0 | 2.7691 | 2.7693 | 319.1659 | 22.0319 | 66.9632 | 66.7656 | 66.5674 | 0 | 0 | 66.5646 | 302.3802 | 0 | 0 | 0 | 66.5646 | 0 | 650 | 0 | 0
2707 | 2021-04-23 18:00 | 0 |  | 0 | 21.0256 | 3.9517 | 0.2
2708 | 2021-04-23 19:00 | 0 |  | 0 | 20.2188 | 3.6758 | 0.2
2709 | 2021-04-23 20:00 | 0 |  | 0 | 19.412 | 3.7983 | 0.2
2710 | 2021-04-23 21:00 | 0 |  | 0 | 18.6051 | 3.9017 | 0.2
2711 | 2021-04-23 22:00 | 0 |  | 0 | 17.7983 | 3.3083 | 0.2
2712 | 2021-04-23 23:00 | 0 |  | 0 | 16.9982 | 2.1567 | 0.2
2713 | 2021-04-24 | 0 |  | 0 | 16.231 | 1.8258 | 0.2
2714 | 2021-04-24 01:00 | 0 |  | 0 | 15.4222 | 1.9208 | 0.2
2715 | 2021-04-24 02:00 | 0 |  | 0 | 14.6627 | 2.5742 | 0.2
2716 | 2021-04-24 03:00 | 0 |  | 0 | 14.1339 | 1.9583 | 0.2
2717 | 2021-04-24 04:00 | 0 |  | 0 | 13.6608 | 0.93083 | 0.2
2718 | 2021-04-24 05:00 | 0 |  | 0 | 13.3401 | 0.69833 | 0.2
2719 | 2021-04-24 06:00 | 6.2167 |  | 6.2167 | 13.5105 | 1.0379 | 0.2 | 1.0925 | 74.4059 | 88.8157 | 0 |  | 6.2167 | 0 | 6.337 | 0.0014385 | 0 | 6.337 | 0.0012744 | 0 | 6.0266 | 0 | 5.9061 | 5.9058 | 680.6697 | 13.8496 | 296.1825 | 295.1157 | 290.2511 | 0 | 0 | 290.2387 | 625.8491 | 0 | 0 | 0 | 6.1134 | 284.1254 | 649.9999 | 233.8766 | 232.70721435546875
2720 | 2021-04-24 07:00 | 151.65 |  | 74.65 | 14.7897 | 0.71125 | 0.2 | 13.3446 | 66.3507 | 76.8238 | 0 |  | 151.65 | 76.0315 | 74.8876 | 0.03509 | 76.0315 | 74.8876 | 0.031088 | 63.1525 | 71.2172 | 0 | 131.6823 | 131.7039 | 15178.835 | 22.4664 | 14469.072 | 14579.348 | 13968.166 | 0 | 0 | 13949.431 | 769.3868 | 0 | 0 | 0 | 0 | 13949.431 | 769.3868 | 13116.453 | 13050.8711
2721 | 2021-04-24 08:00 | 332.6833 |  | 122.4167 | 16.2899 | 1.2742 | 0.2 | 24.7844 | 56.6984 | 65.2805 | 0 |  | 332.6833 | 209.7413 | 123.2313 | 0.076978 | 209.7413 | 123.2313 | 0.068199 | 195.1492 | 117.1937 | 0 | 306.0961 | 306.1148 | 35279.89 | 33.6815 | 34856.96 | 33945.824 | 32587.8 | 0 | 0 | 32483.402 | 760.1102 | 0 | 0 | 0 | 0 | 32483.402 | 760.1102 | 31558.05 | 31400.2617
2722 | 2021-04-24 09:00 | 495.2667 |  | 149.8833 | 17.7959 | 0.88792 | 0.2 | 34.8489 | 44.4425 | 55.0763 | 0 |  | 495.2667 | 346.0191 | 151.7128 | 0.1146 | 346.0191 | 151.7128 | 0.10153 | 333.0982 | 144.2819 | 0 | 467.8326 | 467.8392 | 53919.37 | 44.8469 | 53849.473 | 50654.906 | 49317.523 | 0 | 0 | 49059.625 | 732.56 | 0 | 0 | 0 | 0 | 49059.625 | 732.56 | 47796.21 | 47557.2305
2723 | 2021-04-24 10:00 | 637.3833 |  | 149.9667 | 19.191 | 1.4062 | 0.2 | 42.6137 | 28.5113 | 47.1168 | 0 |  | 637.3833 | 489.7575 | 152.2673 | 0.14748 | 489.7575 | 152.2673 | 0.13066 | 478.2499 | 144.8112 | 0 | 610.5999 | 610.5686 | 70369.266 | 53.6719 | 70583.35 | 64512.344 | 62429.266 | 0 | 0 | 61992.332 | 711.8683 | 0 | 0 | 0 | 0 | 61992.332 | 711.8683 | 60440.76 | 60138.5586
2724 | 2021-04-24 11:00 | 689.0167 |  | 172.2167 | 20.2642 | 2.1933 | 0.2 | 46.7955 | 8.74 | 42.6912 | 0 |  | 689.0167 | 520.6302 | 175.0003 | 0.15943 | 520.6302 | 175.0003 | 0.14125 | 511.2118 | 166.4329 | 0 | 664.0917 | 664.2305 | 76554.17 | 56.456 | 76849.875 | 69568.055 | 66524.55 | 0 | 0 | 66023.836 | 708.3347 | 0 | 0 | 0 | 0 | 66023.836 | 708.3347 | 64334.523 | 64012.8516
2725 | 2021-04-24 12:00 | 691.2667 |  | 162.4 | 21.0318 | 2.9933 | 0.2 | 46.3414 | 347.4256 | 42.9374 | 0 |  | 691.2667 | 534.245 | 165.3905 | 0.15995 | 534.245 | 165.3905 | 0.14171 | 524.4063 | 157.2953 | 0 | 668.0676 | 668.0472 | 76992.37 | 56.1305 | 77292.67 | 70045.125 | 67705.92 | 0 | 0 | 67184.01 | 705.5229 | 0 | 0 | 0 | 0 | 67184.01 | 705.5229 | 65452.047 | 65124.7852
2726 | 2021-04-24 13:00 | 635.4334 |  | 152.1167 | 21.4563 | 3.7933 | 0.2 | 41.3818 | 328.2935 | 47.8161 | 0 |  | 635.4334 | 489.8847 | 155.1598 | 0.14703 | 489.8847 | 155.1598 | 0.13026 | 477.8236 | 147.5668 | 0 | 612.8826 | 612.6216 | 70608.69 | 52.4924 | 70822.414 | 64959.547 | 62070.98 | 0 | 0 | 61646.195 | 717.8424 | 0 | 0 | 0 | 0 | 61646.195 | 717.8424 | 60102.094 | 59801.582
2727 | 2021-04-24 14:00 | 501.5667 |  | 116.1167 | 21.4731 | 4.4242 | 0.2 | 33.0925 | 313.1238 | 56.1257 | 0 |  | 501.5667 | 392.6302 | 118.817 | 0.11606 | 392.6302 | 118.817 | 0.10282 | 376.9635 | 113.004 | 0 | 480.1682 | 479.9996 | 55321.797 | 45.1024 | 55276.656 | 51922.637 | 49511.52 | 0 | 0 | 49250.1 | 735.9375 | 0 | 0 | 0 | 0 | 49250.1 | 735.9375 | 47982.31 | 47742.3945
2728 | 2021-04-24 15:00 | 320.9 |  | 97.0333 | 20.9676 | 4.1137 | 0.2 | 22.7097 | 301.4546 | 66.5665 | 0 |  | 320.9 | 230.1512 | 99.3836 | 0.074252 | 230.1512 | 99.3836 | 0.065784 | 212.6652 | 94.5224 | 0 | 301.0438 | 301.1046 | 34702.16 | 36.0011 | 34270.875 | 33107.223 | 31559.691 | 0 | 0 | 31455.14 | 750.6616 | 0 | 0 | 0 | 0 | 31455.14 | 750.6616 | 30545.625 | 30392.8965
2729 | 2021-04-24 16:00 | 132.0833 |  | 62.3833 | 20.0092 | 4.2975 | 0.2 | 11.0804 | 292.1874 | 78.2597 | 0 |  | 132.0833 | 73.6675 | 63.8189 | 0.030562 | 73.6675 | 63.8189 | 0.027077 | 59.2174 | 60.6987 | 0 | 117.5178 | 117.5401 | 13546.848 | 25.8288 | 12835.031 | 12788.845 | 11740.69 | 0 | 0 | 11726.121 | 762.1017 | 0 | 0 | 0 | 0 | 11726.121 | 762.1017 | 10901.7 | 10847.1924
2730 | 2021-04-24 17:00 | 2.15 |  | 2.15 | 18.9528 | 4.4162 | 0.2 | -1.285 | 284.3601 | 88.835 | 0 |  | 2.15 | 0 | 2.2508 | 0.00049748 | 0 | 2.2508 | 0 | 0 | 2.1405 | 0 | 2.0977 | 2.098 | 241.7899 | 19.0561 | 38.5338 | 38.3054 | 38.2022 | 0 | 0 | 38.2007 | 229.447 | 0 | 0 | 0 | 38.2007 | 0 | 650 | 0 | 0
2731 | 2021-04-24 18:00 | 0 |  | 0 | 18.5676 | 3.3617 | 0.2
2732 | 2021-04-24 19:00 | 0 |  | 0 | 18.3023 | 1.9342 | 0.2
2733 | 2021-04-24 20:00 | 0 |  | 0 | 18.0371 | 1.3137 | 0.2
2734 | 2021-04-24 21:00 | 0 |  | 0 | 17.7719 | 1.5217 | 0.2
2735 | 2021-04-24 22:00 | 0 |  | 0 | 17.5066 | 2.0562 | 0.2
2736 | 2021-04-24 23:00 | 0 |  | 0 | 17.2734 | 2.8467 | 0.2
2737 | 2021-04-25 | 0 |  | 0 | 17.2261 | 2.705 | 0.2
2738 | 2021-04-25 01:00 | 0 |  | 0 | 17.1648 | 1.9292 | 0.2
2739 | 2021-04-25 02:00 | 0 |  | 0 | 17.2999 | 1.7517 | 0.2
2740 | 2021-04-25 03:00 | 0 |  | 0 | 17.5229 | 1.4638 | 0.2
2741 | 2021-04-25 04:00 | 0 |  | 0 | 17.6403 | 1.4871 | 0.2
2742 | 2021-04-25 05:00 | 0 |  | 0 | 17.6222 | 1.6329 | 0.2
2743 | 2021-04-25 06:00 | 2.05 |  | 2.05 | 17.6361 | 2.4821 | 0.2 | 0.96071 | 74.1036 | 88.8884 | 0 |  | 2.05 | 0 | 2.1631 | 0.00047434 | 0 | 2.1631 | 0.00042025 | 0 | 2.0571 | 0 | 2.016 | 2.0157 | 232.3105 | 17.7444 | 35.5941 | 35.3369 | 35.2227 | 0 | 0 | 35.2213 | 220.5047 | 0 | 0 | 0 | 35.2213 | 0 | 650 | 0 | 0
2744 | 2021-04-25 07:00 | 59.3833 |  | 59.3833 | 17.2975 | 2.7017 | 0.2 | 13.1899 | 66.0517 | 76.9742 | 0 |  | 59.3833 | 0 | 59.0079 | 0.01374 | 0 | 59.0079 | 0.012173 | 0 | 56.1168 | 0 | 54.9944 | 54.9943 | 6338.1167 | 20.2255 | 5651.0884 | 5734.8765 | 5496.766 | 0 | 0 | 5493.7163 | 750.759 | 0 | 0 | 0 | 0 | 5493.7163 | 750.759 | 4788.6387 | 4764.6958
2745 | 2021-04-25 08:00 | 131.6833 |  | 122.8833 | 17.359 | 2.2292 | 0.2 | 24.5974 | 56.3999 | 65.4629 | 0 |  | 131.6833 | 8.7794 | 123.4746 | 0.03047 | 8.7794 | 123.4746 | 0.026995 | 8.1613 | 117.4258 | 0 | 123.0753 | 123.0761 | 14185.077 | 24.0541 | 13468.474 | 13506.824 | 13036.478 | 0 | 0 | 13019.856 | 765.1632 | 0 | 0 | 0 | 0 | 13019.856 | 765.1632 | 12214.114 | 12153.0439
2746 | 2021-04-25 09:00 | 193.4 |  | 189.1167 | 18.0603 | 1.9242 | 0.2 | 34.6196 | 44.155 | 55.3008 | 0 |  | 193.4 | 4.2918 | 188.1609 | 0.04475 | 4.2918 | 188.1609 | 0.039647 | 4.1294 | 178.9425 | 0 | 179.4105 | 179.4115 | 20677.396 | 27.9563 | 20022.123 | 19840.414 | 19060.113 | 0 | 0 | 19024.559 | 763.9294 | 0 | 0 | 0 | 0 | 19024.559 | 763.9294 | 18114.068 | 18023.498
2747 | 2021-04-25 10:00 | 247.8667 |  | 238.8667 | 19.1503 | 2.2983 | 0.2 | 42.3359 | 28.272 | 47.3902 | 0 |  | 247.8667 | 9.0444 | 237.8041 | 0.057353 | 9.0444 | 237.8041 | 0.050812 | 8.8284 | 226.1541 | 0 | 230.2829 | 230.2809 | 26540.492 | 31.6377 | 25968.674 | 25444.633 | 24586.05 | 0 | 0 | 24526.176 | 760.0065 | 0 | 0 | 0 | 0 | 24526.176 | 760.0065 | 23667.592 | 23549.2539
2748 | 2021-04-25 11:00 | 270.5 |  | 261.7 | 20.5738 | 2.2017 | 0.2 | 46.4779 | 8.6154 | 43.0064 | 0 |  | 270.5 | 8.8663 | 260.6499 | 0.06259 | 8.8663 | 260.6499 | 0.055452 | 8.7029 | 247.8812 | 0 | 251.4524 | 251.448 | 28980.03 | 34.2692 | 28447.486 | 27649.418 | 26805.482 | 0 | 0 | 26733.621 | 754.7748 | 0 | 0 | 0 | 0 | 26733.621 | 754.7748 | 25863.686 | 25734.3672
2749 | 2021-04-25 12:00 | 265.9833 |  | 256.4167 | 20.847 | 2.0258 | 0.2 | 46.0133 | 347.4574 | 43.2653 | 0 |  | 265.9833 | 9.6653 | 255.4459 | 0.061545 | 9.6653 | 255.4459 | 0.054526 | 9.4838 | 242.9326 | 0 | 247.368 | 247.3671 | 28510.055 | 34.4283 | 27969.777 | 27170.814 | 26067.354 | 0 | 0 | 25999.717 | 757.9463 | 0 | 0 | 0 | 0 | 25999.717 | 757.9463 | 25138.703 | 25013.0098
2750 | 2021-04-25 13:00 | 227.6667 |  | 222.0333 | 21.4419 | 1.8671 | 0.2 | 41.0741 | 328.4468 | 48.1239 | 0 |  | 227.6667 | 5.7109 | 221.1827 | 0.052679 | 5.7109 | 221.1827 | 0.046671 | 5.5677 | 210.348 | 0 | 211.5974 | 211.5966 | 24387.195 | 33.1435 | 23782.617 | 23192.004 | 22520.643 | 0 | 0 | 22469.46 | 752.0501 | 0 | 0 | 0 | 0 | 22469.46 | 752.0501 | 21574.92 | 21467.0469
2751 | 2021-04-25 14:00 | 182.8667 |  | 180.05 | 21.662 | 1.0058 | 0.2 | 32.8176 | 313.338 | 56.3998 | 0 |  | 182.8667 | 2.8698 | 179.3566 | 0.042313 | 2.8698 | 179.3566 | 0.037487 | 2.7534 | 170.5709 | 0 | 169.8579 | 169.8512 | 19575.697 | 31.4304 | 18907.14 | 18533.346 | 17895.236 | 0 | 0 | 17863.316 | 756.7571 | 0 | 0 | 0 | 0 | 17863.316 | 756.7571 | 16959.945 | 16875.1465
2752 | 2021-04-25 15:00 | 117.5 |  | 116.5833 | 21.0869 | 0.65083 | 0.2 | 22.4662 | 301.693 | 66.8084 | 0 |  | 117.5 | 0.94279 | 116.0952 | 0.027188 | 0.94279 | 116.0952 | 0.024087 | 0.86999 | 110.4084 | 0 | 109.0528 | 109.0492 | 12568.087 | 27.4606 | 11844.816 | 11753.895 | 11277.891 | 0 | 0 | 11265.111 | 754.2248 | 0 | 0 | 0 | 0 | 11265.111 | 754.2248 | 10424.742 | 10372.6182
2753 | 2021-04-25 16:00 | 49.6667 |  | 49.6667 | 20.8111 | 0.73542 | 0.2 | 10.8619 | 292.4369 | 78.476 | 0 |  | 49.6667 | 0 | 49.4148 | 0.011492 | 0 | 49.4148 | 0.010182 | 0 | 46.9941 | 0 | 46.0542 | 46.0529 | 5307.7065 | 23.4924 | 4642.466 | 4664.2437 | 4484.623 | 0 | 0 | 4482.5063 | 734.726 | 0 | 0 | 0 | 0 | 4482.5063 | 734.726 | 3865.0012 | 3845.6763
2754 | 2021-04-25 17:00 | 1.0167 |  | 1.0167 | 20.7154 | 1.2054 | 0.2 | -1.4852 | 284.62 | 88.9288 | 0 |  | 1.0167 | 0 | 1.0809 | 0.00023524 | 0 | 1.0809 | 0 | 0 | 1.028 | 0 | 1.0074 | 1.0074 | 116.1073 | 20.7728 | 8.9319 | 8.8942 | 8.8628 | 0 | 0 | 8.8624 | 110.948 | 0 | 0 | 0 | 8.8624 | 0 | 650 | 0 | 0
2755 | 2021-04-25 18:00 | 0 |  | 0 | 20.2518 | 2.1596 | 0.2
2756 | 2021-04-25 19:00 | 0 |  | 0 | 20.0707 | 1.8292 | 0.2
2757 | 2021-04-25 20:00 | 0 |  | 0 | 19.6861 | 1.4879 | 0.2
2758 | 2021-04-25 21:00 | 0 |  | 0 | 19.2882 | 1.5404 | 0.2
2759 | 2021-04-25 22:00 | 0 |  | 0 | 18.8732 | 0.95 | 0.2
2760 | 2021-04-25 23:00 | 0 |  | 0 | 18.3902 | 1.7521 | 0.2
2761 | 2021-04-26 | 0 |  | 0 | 17.664 | 2.9821 | 0.2
2762 | 2021-04-26 01:00 | 0 |  | 0 | 16.8234 | 3.0742 | 0.2
2763 | 2021-04-26 02:00 | 0 |  | 0 | 16.0177 | 3.3725 | 0.2
2764 | 2021-04-26 03:00 | 0 |  | 0 | 15.5175 | 3.4533 | 0.2
2765 | 2021-04-26 04:00 | 0 |  | 0 | 15.1271 | 2.6567 | 0.2
2766 | 2021-04-26 05:00 | 0 |  | 0 | 14.8155 | 2.1258 | 0.2
2767 | 2021-04-26 06:00 | 6.0167 |  | 6.0167 | 14.9922 | 2.4208 | 0.2 | 0.82898 | 73.8055 | 88.9611 | 0 |  | 6.0167 | 0 | 6.1211 | 0.0013922 | 0 | 6.1211 | 0.0012334 | 0 | 5.8213 | 0 | 5.7049 | 5.7048 | 657.4581 | 15.2998 | 277.659 | 276.4394 | 272.2425 | 0 | 0 | 272.2314 | 617.1522 | 0 | 0 | 0 | 8.7398 | 263.4916 | 649.9999 | 216.8414 | 215.75717163085938
2768 | 2021-04-26 07:00 | 174.2 |  | 62.7167 | 16.3339 | 2.9467 | 0.2 | 13.0352 | 65.7574 | 77.1245 | 0 |  | 174.2 | 110.1219 | 63.2199 | 0.040307 | 110.1219 | 63.2199 | 0.035711 | 90.9144 | 60.1213 | 0 | 148.0149 | 147.9984 | 17057.127 | 24.1261 | 16362.851 | 16404.518 | 15535.498 | 0 | 0 | 15512.749 | 776.9135 | 0 | 0 | 0 | 0 | 15512.749 | 776.9135 | 14643.07 | 14569.8545
2769 | 2021-04-26 08:00 | 374.5333 |  | 63.7667 | 18.04 | 3.2467 | 0.2 | 24.4107 | 56.1069 | 65.645 | 0 |  | 374.5333 | 310.0884 | 64.8486 | 0.086662 | 310.0884 | 64.8486 | 0.076779 | 287.9947 | 61.6716 | 0 | 342.673 | 342.6925 | 39496.52 | 35.8385 | 39151.324 | 37879.285 | 36447.938 | 0 | 0 | 36317.14 | 758.8325 | 0 | 0 | 0 | 0 | 36317.14 | 758.8325 | 35340.496 | 35163.793
2770 | 2021-04-26 09:00 | 544.5666 |  | 76.9 | 19.6841 | 3.8192 | 0.2 | 34.3912 | 43.8738 | 55.5245 | 0 |  | 544.5666 | 468.654 | 78.2187 | 0.12601 | 468.654 | 78.2187 | 0.11164 | 450.6885 | 74.3877 | 0 | 514.5747 | 514.543 | 59302.234 | 45.7208 | 59332.133 | 55661.727 | 53592.08 | 0 | 0 | 53293.18 | 737.8453 | 0 | 0 | 0 | 0 | 53293.18 | 737.8453 | 51933.375 | 51673.707
2771 | 2021-04-26 10:00 | 669.35 |  | 91.0833 | 21.1265 | 4.4604 | 0.2 | 42.0601 | 28.0394 | 47.6618 | 0 |  | 669.35 | 581.1898 | 92.5732 | 0.15488 | 581.1898 | 92.5732 | 0.13722 | 567.0892 | 88.0399 | 0 | 642.0266 | 641.9259 | 73984.01 | 52.675 | 74248.414 | 68088.57 | 65624.7 | 0 | 0 | 65149.406 | 717.0289 | 0 | 0 | 0 | 0 | 65149.406 | 717.0289 | 63491.95 | 63174.4883
2772 | 2021-04-26 11:00 | 732.5167 |  | 101.2833 | 22.2564 | 4.375 | 0.2 | 46.1635 | 8.4959 | 43.3185 | 0 |  | 732.5167 | 636.0731 | 102.9217 | 0.16949 | 636.0731 | 102.9217 | 0.15016 | 624.1213 | 97.8824 | 0 | 707.5635 | 707.5446 | 81546.234 | 57.1652 | 81897.06 | 73970.17 | 71834.79 | 0 | 0 | 71240.2 | 700.1759 | 0 | 0 | 0 | 0 | 71240.2 | 700.1759 | 69355.586 | 69008.8125
2773 | 2021-04-26 12:00 | 729.35 |  | 92.95 | 22.9961 | 4.4887 | 0.2 | 45.6893 | 347.4907 | 43.5892 | 0 |  | 729.35 | 643.0513 | 94.6487 | 0.16876 | 643.0513 | 94.6487 | 0.14952 | 630.7354 | 90.0152 | 0 | 706.3356 | 706.551 | 81431.5 | 57.6759 | 81776.19 | 73707.195 | 70417.055 | 0 | 0 | 69856.71 | 708.7246 | 0 | 0 | 0 | 0 | 69856.71 | 708.7246 | 68024.78 | 67684.6562
2774 | 2021-04-26 13:00 | 637.3333 |  | 105.6 | 23.2654 | 4.0533 | 0.2 | 40.7704 | 328.5988 | 48.4278 | 0 |  | 637.3333 | 539.1418 | 108.0318 | 0.14747 | 539.1418 | 108.0318 | 0.13065 | 525.386 | 102.7452 | 0 | 615.5687 | 615.6705 | 70955.85 | 54.0892 | 71173.516 | 64926.82 | 62285.895 | 0 | 0 | 61847.855 | 713.6978 | 0 | 0 | 0 | 0 | 61847.855 | 713.6978 | 60299.402 | 59997.9023
2775 | 2021-04-26 14:00 | 496.0333 |  | 99.5 | 23.232 | 3.9225 | 0.2 | 32.5464 | 313.55 | 56.6702 | 0 |  | 496.0333 | 404.1101 | 101.9183 | 0.11478 | 404.1101 | 101.9183 | 0.10169 | 387.4619 | 96.9316 | 0 | 474.7057 | 474.6207 | 54702.273 | 47.136 | 54645.363 | 50984.945 | 48354.562 | 0 | 0 | 48103.76 | 733.2431 | 0 | 0 | 0 | 0 | 48103.76 | 733.2431 | 46862.387 | 46628.0742
2776 | 2021-04-26 15:00 | 331.85 |  | 70.95 | 22.7942 | 4.5812 | 0.2 | 22.2262 | 301.9291 | 67.0467 | 0 |  | 331.85 | 268.4468 | 72.9683 | 0.076785 | 268.4468 | 72.9683 | 0.068029 | 247.3827 | 69.3993 | 0 | 310.4464 | 310.6304 | 35800.9 | 37.9769 | 35389.906 | 33969.746 | 31935.97 | 0 | 0 | 31830.326 | 753.3932 | 0 | 0 | 0 | 0 | 31830.326 | 753.3932 | 30914.932 | 30760.3555
2777 | 2021-04-26 16:00 | 136.9 |  | 56.8167 | 21.8057 | 5.1733 | 0.2 | 10.6471 | 292.684 | 78.6887 | 0 |  | 136.9 | 84.8686 | 58.4221 | 0.031677 | 84.8686 | 58.4221 | 0.028064 | 67.4397 | 55.5662 | 0 | 120.5458 | 120.5499 | 13894.053 | 27.5412 | 13186.159 | 13066.876 | 11760.824 | 0 | 0 | 11745.901 | 764.225 | 0 | 0 | 0 | 0 | 11745.901 | 764.225 | 10922.253 | 10867.6416
2778 | 2021-04-26 17:00 | 1.6667 |  | 1.6667 | 20.6785 | 4.9179 | 0.2 | -1.6817 | 284.8778 | 89.0209 | 0 |  | 1.6667 | 0 | 1.7605 | 0.00038564 | 0 | 1.7605 | 0 | 0 | 1.6742 | 0 | 1.6407 | 1.6409 | 189.122 | 20.7574 | 23.6241 | 23.5236 | 23.453 | 0 | 0 | 23.4521 | 179.877 | 0 | 0 | 0 | 23.4521 | 0 | 650 | 0 | 0
2779 | 2021-04-26 18:00 | 0 |  | 0 | 20.1142 | 4.0808 | 0.2
2780 | 2021-04-26 19:00 | 0 |  | 0 | 19.6513 | 3.6517 | 0.2
2781 | 2021-04-26 20:00 | 0 |  | 0 | 19.1885 | 3.5517 | 0.2
2782 | 2021-04-26 21:00 | 0 |  | 0 | 18.7257 | 3.2758 | 0.2
2783 | 2021-04-26 22:00 | 0 |  | 0 | 18.2628 | 3.2775 | 0.2
2784 | 2021-04-26 23:00 | 0 |  | 0 | 17.8366 | 2.8483 | 0.2
2785 | 2021-04-27 | 0 |  | 0 | 17.6405 | 3.5725 | 0.2
2786 | 2021-04-27 01:00 | 0 |  | 0 | 17.5017 | 3.1083 | 0.2
2787 | 2021-04-27 02:00 | 0 |  | 0 | 17.3756 | 2.0292 | 0.2
2788 | 2021-04-27 03:00 | 0 |  | 0 | 17.3095 | 2.1 | 0.2
2789 | 2021-04-27 04:00 | 0 |  | 0 | 17.2569 | 1.8154 | 0.2
2790 | 2021-04-27 05:00 | 0 |  | 0 | 17.24 | 1.7442 | 0.2
2791 | 2021-04-27 06:00 | 3.8167 |  | 3.8167 | 17.4228 | 2.8596 | 0.2 | 0.69733 | 73.5118 | 89.0336 | 0 |  | 3.8167 | 0 | 3.9606 | 0.00088312 | 0 | 3.9606 | 0.00078241 | 0 | 3.7666 | 0 | 3.6913 | 3.691 | 425.4041 | 17.6179 | 118.4496 | 117.5812 | 117.2287 | 0 | 0 | 117.2239 | 408.7584 | 0 | 0 | 0 | 57.6027 | 59.6212 | 649.9997 | 48.9523 | 48.707523345947266
2792 | 2021-04-27 07:00 | 97.3167 |  | 81.1333 | 18.2689 | 2.4258 | 0.2 | 12.8807 | 65.4678 | 77.2747 | 0 |  | 97.3167 | 15.9887 | 80.9132 | 0.022518 | 15.9887 | 80.9132 | 0.01995 | 13.1583 | 76.9481 | 0 | 88.3042 | 88.3203 | 10179.309 | 23.0306 | 9455.936 | 9513.04 | 9139.198 | 0 | 0 | 9130.936 | 760.8189 | 0 | 0 | 0 | 0 | 9130.936 | 760.8189 | 8268.312 | 8226.9697
2793 | 2021-04-27 08:00 | 214.4167 |  | 184.0833 | 19.3725 | 2.9692 | 0.2 | 24.2244 | 55.8192 | 65.8269 | 0 |  | 214.4167 | 30.2719 | 185.8506 | 0.049613 | 30.2719 | 185.8506 | 0.043955 | 28.0891 | 176.7462 | 0 | 200.7386 | 200.7356 | 23135.668 | 29.9305 | 22513.17 | 22174.49 | 21239.81 | 0 | 0 | 21195.34 | 762.0541 | 0 | 0 | 0 | 0 | 21195.34 | 762.0541 | 20288.44 | 20186.998
2794 | 2021-04-27 09:00 | 294.9667 |  | 229.6 | 20.3285 | 3.45 | 0.2 | 34.1637 | 43.5989 | 55.7474 | 0 |  | 294.9667 | 65.5135 | 229.693 | 0.068251 | 65.5135 | 229.693 | 0.060468 | 62.969 | 218.441 | 0 | 275.7819 | 275.7774 | 31784.26 | 34.5197 | 31299.334 | 30399.967 | 29289.756 | 0 | 0 | 29205.154 | 759.1024 | 0 | 0 | 0 | 0 | 29205.154 | 759.1024 | 28311.385 | 28169.8281
2795 | 2021-04-27 10:00 | 381.75 |  | 319.9333 | 21.3289 | 3.005 | 0.2 | 41.7863 | 27.8135 | 47.9315 | 0 |  | 381.75 | 62.1369 | 323.8073 | 0.088332 | 62.1369 | 323.8073 | 0.078258 | 60.6053 | 307.9467 | 0 | 361.181 | 361.1598 | 41624.4 | 40.2939 | 41319.27 | 39422.785 | 38060.008 | 0 | 0 | 37911.64 | 746.5328 | 0 | 0 | 0 | 0 | 37911.64 | 746.5328 | 36911.65 | 36727.0898
2796 | 2021-04-27 11:00 | 453.8333 |  | 357.2167 | 22.201 | 2.3929 | 0.2 | 45.8524 | 8.3815 | 43.6274 | 0 |  | 453.8333 | 97.3697 | 358.1526 | 0.10501 | 97.3697 | 358.1526 | 0.093035 | 95.5058 | 340.6126 | 0 | 427.396 | 427.3202 | 49250.223 | 45.2738 | 49091.156 | 46105.59 | 44284.92 | 0 | 0 | 44077.938 | 733.2248 | 0 | 0 | 0 | 0 | 44077.938 | 733.2248 | 42930.516 | 42715.8633
2797 | 2021-04-27 12:00 | 406.65 |  | 311.9 | 22.6247 | 1.7663 | 0.2 | 45.3693 | 347.5255 | 43.9091 | 0 |  | 406.65 | 95.7536 | 312.9806 | 0.094093 | 95.7536 | 312.9806 | 0.083362 | 93.8842 | 297.6542 | 0 | 383.7076 | 383.6338 | 44215.56 | 43.9379 | 43959.863 | 41455.93 | 39487.11 | 0 | 0 | 39325.02 | 741.9543 | 0 | 0 | 0 | 0 | 39325.02 | 741.9543 | 38290.855 | 38099.4023
2798 | 2021-04-27 13:00 | 354.25 |  | 290.8833 | 22.8921 | 1.5862 | 0.2 | 40.4708 | 328.7497 | 48.7276 | 0 |  | 354.25 | 64.2604 | 294.3436 | 0.081968 | 64.2604 | 294.3436 | 0.072621 | 62.592 | 279.9275 | 0 | 335.6691 | 335.6497 | 38684.49 | 41.6928 | 38324.098 | 36395.25 | 35221.035 | 0 | 0 | 35091.594 | 741.1876 | 0 | 0 | 0 | 0 | 35091.594 | 741.1876 | 34130.016 | 33959.3672
2799 | 2021-04-27 14:00 | 263.8667 |  | 233.3667 | 22.7464 | 2.0321 | 0.2 | 32.2792 | 313.7598 | 56.9367 | 0 |  | 263.8667 | 31.0901 | 235.9947 | 0.061055 | 31.0901 | 235.9947 | 0.054092 | 29.789 | 224.4364 | 0 | 249.1409 | 249.1034 | 28710.871 | 36.4192 | 28173.96 | 27196.559 | 26326.867 | 0 | 0 | 26256.139 | 749.8331 | 0 | 0 | 0 | 0 | 26256.139 | 749.8331 | 25391.912 | 25264.9531
2800 | 2021-04-27 15:00 | 166.8833 |  | 150.3333 | 22.2171 | 2.7208 | 0.2 | 21.99 | 302.1628 | 67.2814 | 0 |  | 166.8833 | 17.0358 | 151.7112 | 0.038614 | 17.0358 | 151.7112 | 0.034211 | 15.6777 | 144.2802 | 0 | 156.7587 | 156.7397 | 18064.895 | 30.5548 | 17379.84 | 17082.08 | 16367.83 | 0 | 0 | 16340.875 | 755.4521 | 0 | 0 | 0 | 0 | 16340.875 | 755.4521 | 15456.381 | 15379.0986
2801 | 2021-04-27 16:00 | 49.4 |  | 48.8833 | 21.3039 | 2.9742 | 0.2 | 10.4359 | 292.929 | 78.8977 | 0 |  | 49.4 | 0.5483 | 48.6448 | 0.01143 | 0.5483 | 48.6448 | 0.010127 | 0.4331 | 46.2619 | 0 | 45.7611 | 45.7574 | 5273.6865 | 23.71 | 4609.329 | 4627.738 | 4425.7754 | 0 | 0 | 4423.714 | 736.2258 | 0 | 0 | 0 | 0 | 4423.714 | 736.2258 | 3811.886 | 3792.8267
2802 | 2021-04-27 17:00 | 0.86667 |  | 0.86667 | 21.2392 | 3.0967 | 0.2 | -1.8744 | 285.1335 | 89.1111 | 0 |  | 0.86667 | 0 | 0.92637 | 0.00020054 | 0 | 0.92637 | 0 | 0 | 0.88096 | 0 | 0.86334 | 0.86332 | 99.4998 | 21.2843 | 6.5618 | 6.5375 | 6.5134 | 0 | 0 | 6.5131 | 96.8163 | 0 | 0 | 0 | 6.5131 | 0 | 650 | 0 | 0
2803 | 2021-04-27 18:00 | 0 |  | 0 | 20.7711 | 3.6 | 0.2
2804 | 2021-04-27 19:00 | 0 |  | 0 | 20.203 | 3.0792 | 0.2
2805 | 2021-04-27 20:00 | 0 |  | 0 | 19.635 | 2.8017 | 0.2
2806 | 2021-04-27 21:00 | 0 |  | 0 | 19.0669 | 2.6983 | 0.2
2807 | 2021-04-27 22:00 | 0 |  | 0 | 18.4988 | 3.05 | 0.2
2808 | 2021-04-27 23:00 | 0 |  | 0 | 17.9167 | 2.5325 | 0.2
2809 | 2021-04-28 | 0 |  | 0 | 17.2441 | 1.5308 | 0.2
2810 | 2021-04-28 01:00 | 0 |  | 0 | 16.5382 | 1.2983 | 0.2
2811 | 2021-04-28 02:00 | 0 |  | 0 | 15.8705 | 1.7225 | 0.2
2812 | 2021-04-28 03:00 | 0 |  | 0 | 15.4692 | 1.7275 | 0.2
2813 | 2021-04-28 04:00 | 0 |  | 0 | 15.1723 | 1.1567 | 0.2
2814 | 2021-04-28 05:00 | 0 |  | 0 | 14.9343 | 0.34125 | 0.2
2815 | 2021-04-28 06:00 | 4.1333 |  | 4.1333 | 15.0707 | 0.32333 | 0.2 | 0.56579 | 73.2223 | 89.106 | 0 |  | 4.1333 | 0 | 4.2706 | 0.00095639 | 0 | 4.2706 | 0.00084732 | 0 | 4.0614 | 0 | 3.9802 | 3.9803 | 458.7317 | 15.3069 | 137.6519 | 136.334 | 135.7668 | 0 | 0 | 135.7614 | 443.2198 | 0 | 0 | 0 | 45.8838 | 89.8776 | 649.9998 | 73.8198 | 73.45072174072266
2816 | 2021-04-28 07:00 | 123.1167 |  | 85.6833 | 16.0374 | 0.73042 | 0.2 | 12.7263 | 65.183 | 77.4249 | 0 |  | 123.1167 | 36.9899 | 85.6427 | 0.028487 | 36.9899 | 85.6427 | 0.025239 | 30.3432 | 81.4455 | 0 | 109.5529 | 109.5418 | 12624.929 | 22.4168 | 11901.963 | 11995.791 | 11544.77 | 0 | 0 | 11531.736 | 766.4893 | 0 | 0 | 0 | 0 | 11531.736 | 766.4893 | 10700.108 | 10646.6084
2817 | 2021-04-28 08:00 | 286.3 |  | 147.2667 | 17.3984 | 1.8917 | 0.2 | 24.0385 | 55.5371 | 66.0084 | 0 |  | 286.3 | 138.7737 | 147.5689 | 0.066246 | 138.7737 | 147.5689 | 0.058691 | 128.6468 | 140.3389 | 0 | 263.606 | 263.6204 | 30383.484 | 31.9607 | 29874.508 | 29245.975 | 28041.082 | 0 | 0 | 27964.66 | 763.902 | 0 | 0 | 0 | 0 | 27964.66 | 763.902 | 27081.656 | 26946.248
2818 | 2021-04-28 09:00 | 452.75 |  | 180.15 | 18.8297 | 2.4742 | 0.2 | 33.9374 | 43.3303 | 55.9692 | 0 |  | 452.75 | 273.2488 | 181.5804 | 0.10476 | 273.2488 | 181.5804 | 0.092813 | 262.4972 | 172.6864 | 0 | 426.4799 | 426.4485 | 49147.895 | 41.7705 | 48986.89 | 46528.746 | 44340.906 | 0 | 0 | 44139.64 | 749.2529 | 0 | 0 | 0 | 0 | 44139.64 | 749.2529 | 42990.766 | 42775.8125
2819 | 2021-04-28 10:00 | 526.9667 |  | 256.0333 | 20.004 | 2.3242 | 0.2 | 41.5147 | 27.5943 | 48.1992 | 0 |  | 526.9667 | 272.3709 | 258.0664 | 0.12193 | 272.3709 | 258.0664 | 0.10803 | 265.5512 | 245.4282 | 0 | 500.7598 | 500.7226 | 57708.742 | 47.1249 | 57709.508 | 53889.35 | 52122.426 | 0 | 0 | 51833.188 | 731.5063 | 0 | 0 | 0 | 0 | 51833.188 | 731.5063 | 50506.4 | 50253.8633
2820 | 2021-04-28 11:00 | 575.3333 |  | 280.4667 | 20.9445 | 2.8675 | 0.2 | 45.5447 | 8.2721 | 43.9329 | 0 |  | 575.3333 | 297.2023 | 283.0434 | 0.13312 | 297.2023 | 283.0434 | 0.11794 | 291.4076 | 269.1845 | 0 | 549.3803 | 549.3005 | 63308.848 | 49.97 | 63408.836 | 58661.656 | 56211.65 | 0 | 0 | 55870.777 | 726.7263 | 0 | 0 | 0 | 0 | 55870.777 | 726.7263 | 54453.27 | 54181.0039
2821 | 2021-04-28 12:00 | 638.4334 |  | 208.45 | 21.7406 | 3.8813 | 0.2 | 45.0534 | 347.562 | 44.2249 | 0 |  | 638.4334 | 434.5978 | 211.6109 | 0.14772 | 434.5978 | 211.6109 | 0.13088 | 425.9516 | 201.2525 | 0 | 614.66 | 614.4545 | 70819.16 | 52.7452 | 71038.266 | 65121.09 | 62538.566 | 0 | 0 | 62107.875 | 718.0774 | 0 | 0 | 0 | 0 | 62107.875 | 718.0774 | 60553.816 | 60251.0469
2822 | 2021-04-28 13:00 | 581.3333 |  | 166.7667 | 22.224 | 4.1525 | 0.2 | 40.1754 | 328.8994 | 49.0231 | 0 |  | 581.3333 | 420.4843 | 169.8997 | 0.13451 | 420.4843 | 169.8997 | 0.11917 | 409.378 | 161.5852 | 0 | 559.5439 | 559.2488 | 64454.863 | 50.0969 | 64572.94 | 59704.06 | 57629.11 | 0 | 0 | 57267.76 | 724.5329 | 0 | 0 | 0 | 0 | 57267.76 | 724.5329 | 55819.29 | 55540.1914
2823 | 2021-04-28 14:00 | 433.7 |  | 170.75 | 22.2736 | 3.5888 | 0.2 | 32.016 | 313.9673 | 57.1992 | 0 |  | 433.7 | 268.1004 | 173.3159 | 0.10035 | 268.1004 | 173.3159 | 0.088908 | 256.7061 | 164.8342 | 0 | 413.1095 | 413.0666 | 47606.723 | 43.3957 | 47416.08 | 44782.297 | 42919.332 | 0 | 0 | 42723.96 | 737.5024 | 0 | 0 | 0 | 0 | 42723.96 | 737.5024 | 41608.547 | 41400.5039
2824 | 2021-04-28 15:00 | 282.1333 |  | 118.95 | 21.8693 | 3.8742 | 0.2 | 21.7576 | 302.3941 | 67.5122 | 0 |  | 282.1333 | 168.0441 | 121.0107 | 0.065282 | 168.0441 | 121.0107 | 0.057837 | 154.4351 | 115.0903 | 0 | 264.1349 | 264.2066 | 30450.582 | 35.2052 | 29944.805 | 29000.95 | 27562.88 | 0 | 0 | 27483.824 | 751.5916 | 0 | 0 | 0 | 0 | 27483.824 | 751.5916 | 26605.64 | 26472.6133
2825 | 2021-04-28 16:00 | 128.65 |  | 66.85 | 21.0925 | 3.6758 | 0.2 | 10.2286 | 293.1715 | 79.103 | 0 |  | 128.65 | 65.6758 | 68.3391 | 0.029768 | 65.6758 | 68.3391 | 0.026373 | 51.5585 | 64.998 | 0 | 114.2254 | 113.9479 | 13133.267 | 26.8962 | 12419.271 | 12336.183 | 11300 | 0 | 0 | 11286.346 | 758.6158 | 0 | 0 | 0 | 0 | 11286.346 | 758.6158 | 10446.624 | 10394.3906
2826 | 2021-04-28 17:00 | 1.6333 |  | 1.6333 | 20.1411 | 3.7983 | 0.2 | -2.0633 | 285.387 | 89.1996 | 0 |  | 1.6333 | 0 | 1.7312 | 0.00037793 | 0 | 1.7312 | 0 | 0 | 1.6464 | 0 | 1.6134 | 1.6135 | 185.962 | 20.2228 | 22.8439 | 22.7351 | 22.6656 | 0 | 0 | 22.6647 | 176.7128 | 0 | 0 | 0 | 22.6647 | 0 | 650 | 0 | 0
2827 | 2021-04-28 18:00 | 0 |  | 0 | 19.3829 | 4.0467 | 0.2
2828 | 2021-04-28 19:00 | 0 |  | 0 | 18.6629 | 4.4863 | 0.2
2829 | 2021-04-28 20:00 | 0 |  | 0 | 17.9428 | 4.2542 | 0.2
2830 | 2021-04-28 21:00 | 0 |  | 0 | 17.2228 | 3.4367 | 0.2
2831 | 2021-04-28 22:00 | 0 |  | 0 | 16.5027 | 1.7592 | 0.2
2832 | 2021-04-28 23:00 | 0 |  | 0 | 15.8073 | 1.425 | 0.2
2833 | 2021-04-29 | 0 |  | 0 | 15.2438 | 1.5233 | 0.2
2834 | 2021-04-29 01:00 | 0 |  | 0 | 14.5738 | 1.8821 | 0.2
2835 | 2021-04-29 02:00 | 0 |  | 0 | 13.921 | 2.6467 | 0.2
2836 | 2021-04-29 03:00 | 0 |  | 0 | 13.5167 | 2.4567 | 0.2
2837 | 2021-04-29 04:00 | 0 |  | 0 | 13.1685 | 1.3083 | 0.2
2838 | 2021-04-29 05:00 | 0 |  | 0 | 12.9365 | 0.68958 | 0.2
2839 | 2021-04-29 06:00 | 2.5667 |  | 2.5667 | 13.0565 | 0.77167 | 0.2 | 0.43438 | 72.9374 | 89.1782 | 0 |  | 2.5667 | 0 | 2.6953 | 0.00059389 | 0 | 2.6953 | 0.00052616 | 0 | 2.5632 | 0 | 2.512 | 2.512 | 289.5071 | 13.2025 | 55.1442 | 54.4965 | 54.344 | 0 | 0 | 54.3417 | 273.4466 | 0 | 0 | 0 | 54.3417 | 0 | 650 | 0 | 0
2840 | 2021-04-29 07:00 | 111.5667 |  | 77.9833 | 14.0808 | 1.2371 | 0.2 | 12.5722 | 64.9031 | 77.5749 | 0 |  | 111.5667 | 33.1917 | 77.9706 | 0.025815 | 33.1917 | 77.9706 | 0.022871 | 27.1369 | 74.1495 | 0 | 99.2607 | 99.2707 | 11440.848 | 19.7303 | 10716.025 | 10889.61 | 10448.445 | 0 | 0 | 10437.905 | 770.7004 | 0 | 0 | 0 | 0 | 10437.905 | 770.7004 | 9578.842 | 9530.9482
2841 | 2021-04-29 08:00 | 299.8833 |  | 132.7167 | 15.5952 | 0.88958 | 0.2 | 23.8531 | 55.2606 | 66.1894 | 0 |  | 299.8833 | 166.8807 | 133.5321 | 0.069389 | 166.8807 | 133.5321 | 0.061476 | 154.5559 | 126.9901 | 0 | 275.915 | 275.9559 | 31803.668 | 31.55 | 31319.088 | 30700.12 | 29492.707 | 0 | 0 | 29409.014 | 767.3094 | 0 | 0 | 0 | 0 | 29409.014 | 767.3094 | 28513.705 | 28371.1367
2842 | 2021-04-29 09:00 | 517.3667 |  | 89.85 | 17.2911 | 0.875 | 0.2 | 33.7123 | 43.0682 | 56.1899 | 0 |  | 517.3667 | 428.5913 | 91.4228 | 0.11971 | 428.5913 | 91.4228 | 0.10606 | 411.5074 | 86.9453 | 0 | 488.4837 | 488.4991 | 56300.98 | 45.5533 | 56275.79 | 52819.22 | 50933.566 | 0 | 0 | 50662.824 | 735.3854 | 0 | 0 | 0 | 0 | 50662.824 | 735.3854 | 49362.668 | 49115.8555
2843 | 2021-04-29 10:00 | 594.55 |  | 168.6833 | 18.6388 | 0.8975 | 0.2 | 41.2453 | 27.3817 | 48.4647 | 0 |  | 594.55 | 428.1792 | 171.0677 | 0.13757 | 428.1792 | 171.0677 | 0.12188 | 417.2905 | 162.6911 | 0 | 568.3819 | 568.3568 | 65505.887 | 51.4875 | 65643.01 | 60424.203 | 57462.996 | 0 | 0 | 57105.426 | 721.4724 | 0 | 0 | 0 | 0 | 57105.426 | 721.4724 | 55660.54 | 55382.2344
2844 | 2021-04-29 11:00 | 578.0167 |  | 266.5333 | 19.4913 | 1.47 | 0.2 | 45.2405 | 8.1677 | 44.2351 | 0 |  | 578.0167 | 313.99 | 269.1091 | 0.13374 | 313.99 | 269.1091 | 0.11849 | 307.7561 | 255.9326 | 0 | 552.415 | 552.4338 | 63669.984 | 50.5988 | 63776.04 | 58876.227 | 56437.406 | 0 | 0 | 56088.96 | 720.3305 | 0 | 0 | 0 | 0 | 56088.96 | 720.3305 | 54666.6 | 54393.2695
2845 | 2021-04-29 12:00 | 500.9 |  | 260.1833 | 19.9296 | 1.8388 | 0.2 | 44.7419 | 347.5999 | 44.5364 | 0 |  | 500.9 | 243.3335 | 262.0443 | 0.1159 | 243.3335 | 262.0443 | 0.10268 | 238.4017 | 249.2139 | 0 | 477.8634 | 477.7818 | 55066.215 | 46.3858 | 55017.625 | 51491.07 | 49703.023 | 0 | 0 | 49440.785 | 729.2033 | 0 | 0 | 0 | 0 | 49440.785 | 729.2033 | 48168.61 | 47927.7656
2846 | 2021-04-29 13:00 | 530.6167 |  | 222.3667 | 20.2323 | 1.3033 | 0.2 | 39.8842 | 329.048 | 49.3144 | 0 |  | 530.6167 | 312.7025 | 225.2555 | 0.12278 | 312.7025 | 225.2555 | 0.10878 | 304.3021 | 214.23 | 0 | 508.1615 | 508.0659 | 58555.445 | 49.0592 | 58570.598 | 54329.08 | 52121.613 | 0 | 0 | 51827.746 | 727.3507 | 0 | 0 | 0 | 0 | 51827.746 | 727.3507 | 50501.08 | 50248.5703
2847 | 2021-04-29 14:00 | 375.9833 |  | 211.7667 | 20.1574 | 1.2967 | 0.2 | 31.7568 | 314.1727 | 57.4577 | 0 |  | 375.9833 | 167.4725 | 213.6429 | 0.086997 | 167.4725 | 213.6429 | 0.077076 | 160.2455 | 203.1852 | 0 | 356.162 | 355.9731 | 41027.332 | 40.3609 | 40711.227 | 38823.676 | 37320.25 | 0 | 0 | 37175.727 | 744.9594 | 0 | 0 | 0 | 0 | 37175.727 | 744.9594 | 36189.27 | 36008.3242
2848 | 2021-04-29 15:00 | 253.3 |  | 137.5667 | 19.6944 | 1.9692 | 0.2 | 21.5292 | 302.623 | 67.7392 | 0 |  | 253.3 | 119.2308 | 139.0108 | 0.05861 | 119.2308 | 139.0108 | 0.051926 | 109.4238 | 132.2075 | 0 | 236.7987 | 236.7965 | 27291.95 | 32.7289 | 26733.492 | 26094.379 | 24899.771 | 0 | 0 | 24837.002 | 757.9001 | 0 | 0 | 0 | 0 | 24837.002 | 757.9001 | 23985.57 | 23865.6426
2849 | 2021-04-29 16:00 | 109.4833 |  | 63.3167 | 18.9045 | 2.4983 | 0.2 | 10.025 | 293.4118 | 79.3045 | 0 |  | 109.4833 | 49.1327 | 64.7802 | 0.025333 | 49.1327 | 64.7802 | 0.022444 | 38.329 | 61.6133 | 0 | 97.9434 | 97.8563 | 11278.746 | 24.1629 | 10560.449 | 10577.888 | 9651.607 | 0 | 0 | 9641.701 | 763.4343 | 0 | 0 | 0 | 0 | 9641.701 | 763.4343 | 8776.682 | 8732.7979
2850 | 2021-04-29 17:00 | 2.3833 |  | 2.3833 | 17.9971 | 2.4258 | 0.2 | -2.2482 | 285.6382 | 89.2862 | 0 |  | 2.3833 | 0 | 2.5042 | 0.00055147 | 0 | 2.5042 | 0 | 0 | 2.3815 | 0 | 2.3338 | 2.3339 | 268.9803 | 18.1229 | 47.625 | 47.2987 | 47.1784 | 0 | 0 | 47.1765 | 254.7624 | 0 | 0 | 0 | 47.1765 | 0 | 650 | 0 | 0
2851 | 2021-04-29 18:00 | 0 |  | 0 | 17.3537 | 2.3275 | 0.2
2852 | 2021-04-29 19:00 | 0 |  | 0 | 16.7594 | 1.8292 | 0.2
2853 | 2021-04-29 20:00 | 0 |  | 0 | 16.1651 | 1.4517 | 0.2
2854 | 2021-04-29 21:00 | 0 |  | 0 | 15.5788 | 1.3638 | 0.2
2855 | 2021-04-29 22:00 | 0 |  | 0 | 15.0275 | 1.2233 | 0.2
2856 | 2021-04-29 23:00 | 0 |  | 0 | 14.4081 | 1.8787 | 0.2
2857 | 2021-04-30 | 0 |  | 0 | 13.8793 | 3.0917 | 0.2
2858 | 2021-04-30 01:00 | 0 |  | 0 | 13.3511 | 3.6983 | 0.2
2859 | 2021-04-30 02:00 | 0 |  | 0 | 12.8504 | 3.6017 | 0.2
2860 | 2021-04-30 03:00 | 0 |  | 0 | 12.5398 | 3.2204 | 0.2
2861 | 2021-04-30 04:00 | 0 |  | 0 | 12.2721 | 1.8471 | 0.2
2862 | 2021-04-30 05:00 | 0 |  | 0 | 12.0972 | 1.2258 | 0.2
2863 | 2021-04-30 06:00 | 3.4833 |  | 3.4833 | 12.2557 | 1.4725 | 0.2 | 0.30312 | 72.6571 | 89.2503 | 0 |  | 3.4833 | 0 | 3.6162 | 0.00080599 | 0 | 3.6162 | 0.00071408 | 0 | 3.439 | 0 | 3.3702 | 3.3703 | 388.4256 | 12.4455 | 98.9435 | 97.7082 | 97.3987 | 0 | 0 | 97.3946 | 365.7837 | 0 | 0 | 0 | 66.9007 | 30.4938 | 650 | 25.0289 | 24.903718948364258
2864 | 2021-04-30 07:00 | 120.5 |  | 76.7333 | 13.3728 | 1.7346 | 0.2 | 12.4183 | 64.6282 | 77.7247 | 0 |  | 120.5 | 43.2642 | 76.7253 | 0.027882 | 43.2642 | 76.7253 | 0.024702 | 35.2513 | 72.9652 | 0 | 106.0522 | 106.0702 | 12225.027 | 19.2741 | 11501.301 | 11703.267 | 11112.119 | 0 | 0 | 11100.382 | 775.1876 | 0 | 0 | 0 | 0 | 11100.382 | 775.1876 | 10255.273 | 10203.9971
2865 | 2021-04-30 08:00 | 299.6167 |  | 128 | 14.9597 | 2.2321 | 0.2 | 23.6684 | 54.9897 | 66.3699 | 0 |  | 299.6167 | 171.3499 | 128.8198 | 0.069327 | 171.3499 | 128.8198 | 0.061421 | 158.5424 | 122.5086 | 0 | 275.43 | 275.4319 | 31743.99 | 29.9407 | 31258.334 | 30792.76 | 29495.275 | 0 | 0 | 29411.531 | 770.5894 | 0 | 0 | 0 | 0 | 29411.531 | 770.5894 | 28516.205 | 28373.623
2866 | 2021-04-30 09:00 | 486.4667 |  | 132.35 | 16.4927 | 2.8725 | 0.2 | 33.4884 | 42.8124 | 56.4095 | 0 |  | 486.4667 | 355.0539 | 134.1488 | 0.11256 | 355.0539 | 134.1488 | 0.099725 | 340.7173 | 127.5785 | 0 | 458.93 | 458.9388 | 52892.78 | 40.7379 | 52803.363 | 50324.01 | 48148.574 | 0 | 0 | 47915.066 | 749.2752 | 0 | 0 | 0 | 0 | 47915.066 | 749.2752 | 46678.055 | 46444.6641
2867 | 2021-04-30 10:00 | 525.5167 |  | 234.6333 | 17.6584 | 2.8742 | 0.2 | 40.9783 | 27.1757 | 48.7279 | 0 |  | 525.5167 | 292.4989 | 236.6778 | 0.1216 | 292.4989 | 236.6778 | 0.10773 | 284.9452 | 225.0873 | 0 | 499.8318 | 499.8565 | 57610.11 | 44.0632 | 57608.926 | 54330.305 | 52264.9 | 0 | 0 | 51980.586 | 740.2242 | 0 | 0 | 0 | 0 | 51980.586 | 740.2242 | 50650.453 | 50397.1992
2868 | 2021-04-30 11:00 | 597.8667 |  | 245.3167 | 18.6116 | 3.1725 | 0.2 | 44.9399 | 8.0682 | 44.5337 | 0 |  | 597.8667 | 355.4314 | 247.8691 | 0.13834 | 355.4314 | 247.8691 | 0.12256 | 348.2477 | 235.7328 | 0 | 572.301 | 572.2691 | 65955.586 | 48.434 | 66099.83 | 61465.742 | 59544.184 | 0 | 0 | 59160.84 | 726.03 | 0 | 0 | 0 | 0 | 59160.84 | 726.03 | 57670.758 | 57382.4023
2869 | 2021-04-30 12:00 | 578.5 |  | 256.6 | 19.2515 | 3.3258 | 0.2 | 44.4347 | 347.6394 | 44.8436 | 0 |  | 578.5 | 325.444 | 259.4873 | 0.13386 | 325.444 | 259.4873 | 0.11859 | 318.7265 | 246.7842 | 0 | 554.2004 | 554.116 | 63864.477 | 47.9272 | 63973.598 | 59580.31 | 57380.2 | 0 | 0 | 57024.92 | 726.7451 | 0 | 0 | 0 | 0 | 57024.92 | 726.7451 | 55581.812 | 55303.9023
2870 | 2021-04-30 13:00 | 507.15 |  | 225.2 | 19.5624 | 3.0033 | 0.2 | 39.5975 | 329.1954 | 49.6012 | 0 |  | 507.15 | 286.0703 | 228.0961 | 0.11735 | 286.0703 | 228.0961 | 0.10396 | 278.2563 | 216.9315 | 0 | 485.2841 | 485.4176 | 55946.09 | 45.0542 | 55913.277 | 52542.16 | 50491.688 | 0 | 0 | 50219.7 | 734.2196 | 0 | 0 | 0 | 0 | 50219.7 | 734.2196 | 48929.67 | 48685.0234
2871 | 2021-04-30 14:00 | 413.3333 |  | 185.25 | 19.565 | 2.5792 | 0.2 | 31.5018 | 314.3759 | 57.712 | 0 |  | 413.3333 | 232.6598 | 187.8852 | 0.09564 | 232.6598 | 187.8852 | 0.084733 | 222.4677 | 178.6904 | 0 | 393.135 | 393.0473 | 45301.13 | 40.6082 | 45066.406 | 42941.62 | 41198.25 | 0 | 0 | 41020.965 | 744.4011 | 0 | 0 | 0 | 0 | 41020.965 | 744.4011 | 39946.1 | 39746.3711
2872 | 2021-04-30 15:00 | 254.8 |  | 129.7833 | 19.1093 | 2.15 | 0.2 | 21.3047 | 302.8494 | 67.9622 | 0 |  | 254.8 | 128.849 | 131.1621 | 0.058957 | 128.849 | 131.1621 | 0.052234 | 118.087 | 124.743 | 0 | 237.9734 | 237.9984 | 27429.879 | 32.1027 | 26873.848 | 26282.418 | 25003.354 | 0 | 0 | 24940.648 | 759.9944 | 0 | 0 | 0 | 0 | 24940.648 | 759.9944 | 24091.701 | 23971.2422
2873 | 2021-04-30 16:00 | 95.4167 |  | 62.85 | 18.2805 | 2.4742 | 0.2 | 9.8254 | 293.6497 | 79.5021 | 0 |  | 95.4167 | 34.7098 | 63.84 | 0.022078 | 34.7098 | 63.84 | 0.01956 | 26.9032 | 60.7177 | 0 | 85.8684 | 85.7935 | 9888.021 | 22.8957 | 9169.808 | 9225.323 | 8602.473 | 0 | 0 | 8594.815 | 762.6109 | 0 | 0 | 0 | 0 | 8594.815 | 762.6109 | 7739.9316 | 7701.2319
2874 | 2021-04-30 17:00 | 0.73333 |  | 0.73333 | 17.3642 | 2.3 | 0.2 | -2.4292 | 285.8872 | 89.3709 | 0 |  | 0.73333 | 0 | 0.78918 | 0.00016968 | 0 | 0.78918 | 0 | 0 | 0.7505 | 0 | 0.73549 | 0.73546 | 84.7627 | 17.4041 | 4.7639 | 4.7278 | 4.7124 | 0 | 0 | 4.7122 | 81.2329 | 0 | 0 | 0 | 4.7122 | 0 | 650 | 0 | 0
2875 | 2021-04-30 18:00 | 0 |  | 0 | 16.7543 | 2.4758 | 0.2
2876 | 2021-04-30 19:00 | 0 |  | 0 | 16.1998 | 2.005 | 0.2
2877 | 2021-04-30 20:00 | 0 |  | 0 | 15.6547 | 1.4171 | 0.2
2878 | 2021-04-30 21:00 | 0 |  | 0 | 15.1523 | 1.025 | 0.2
2879 | 2021-04-30 22:00 | 0 |  | 0 | 14.5599 | 1.4321 | 0.2
2880 | 2021-04-30 23:00 | 0 |  | 0 | 13.9646 | 2.0725 | 0.2
2881 | 2021-05-01 | 0 |  | 0 | 13.4572 | 1.8929 | 0.2
2882 | 2021-05-01 01:00 | 0 |  | 0 | 12.9611 | 1.0058 | 0.2
2883 | 2021-05-01 02:00 | 0 |  | 0 | 12.4941 | 0.61458 | 0.2
2884 | 2021-05-01 03:00 | 0 |  | 0 | 12.2113 | 0.38958 | 0.2
2885 | 2021-05-01 04:00 | 0 |  | 0 | 11.9703 | 0.175 | 0.2
2886 | 2021-05-01 05:00 | 0 |  | 0 | 11.8272 | 0.43375 | 0.2
2887 | 2021-05-01 06:00 | 4.4167 |  | 4.4167 | 12.1896 | 0.89833 | 0.2 | 0.17206 | 72.3813 | 89.3222 | 0 |  | 4.4167 | 0 | 4.5231 | 0.001022 | 0 | 4.5231 | 0.00090541 | 0 | 4.3015 | 0 | 4.2155 | 4.2154 | 485.8392 | 12.4332 | 154.1748 | 152.2727 | 151.5978 | 0 | 0 | 151.5918 | 472.6859 | 0 | 0 | 0 | 35.997 | 115.5948 | 649.9998 | 94.97 | 94.49515533447266
2888 | 2021-05-01 07:00 | 151.85 |  | 60.2667 | 14.2741 | 0.97083 | 0.2 | 12.2647 | 64.3584 | 77.8742 | 0 |  | 151.85 | 90.5486 | 60.7644 | 0.035136 | 90.5486 | 60.7644 | 0.031129 | 73.5197 | 57.7862 | 0 | 128.6798 | 128.6841 | 14831.365 | 21.6868 | 14119.371 | 14260.561 | 13686.9795 | 0 | 0 | 13668.962 | 771.8182 | 0 | 0 | 0 | 0 | 13668.962 | 771.8182 | 12843.775 | 12779.5566
2889 | 2021-05-01 08:00 | 333.9667 |  | 84.4167 | 16.7305 | 2.0142 | 0.2 | 23.4843 | 54.7245 | 66.5498 | 0 |  | 333.9667 | 249.2011 | 85.5417 | 0.077275 | 249.2011 | 85.5417 | 0.068463 | 230.3498 | 81.351 | 0 | 305.4668 | 305.4764 | 35207.1 | 33.5112 | 34782.883 | 33891.215 | 32420.83 | 0 | 0 | 32318.248 | 763.9473 | 0 | 0 | 0 | 0 | 32318.248 | 763.9473 | 31395.38 | 31238.4023
2890 | 2021-05-01 09:00 | 487.6167 |  | 117.3833 | 19.1266 | 3.5213 | 0.2 | 33.2659 | 42.5631 | 56.6278 | 0 |  | 487.6167 | 371.2623 | 119.1184 | 0.11283 | 371.2623 | 119.1184 | 0.09996 | 356.0773 | 113.2845 | 0 | 459.9746 | 459.9705 | 53011.324 | 42.7195 | 52924.21 | 50125.93 | 48566.258 | 0 | 0 | 48320.574 | 741.0743 | 0 | 0 | 0 | 0 | 48320.574 | 741.0743 | 47074.19 | 46838.8203
2891 | 2021-05-01 10:00 | 625.6667 |  | 115.1167 | 21.3045 | 5.5167 | 0.2 | 40.7137 | 26.9762 | 48.9888 | 0 |  | 625.6667 | 513.4486 | 117.1267 | 0.14477 | 513.4486 | 117.1267 | 0.12826 | 499.9852 | 111.3916 | 0 | 599.1492 | 599.1603 | 69055.06 | 49.3694 | 69248.63 | 64203.098 | 62109.96 | 0 | 0 | 61691.094 | 724.5996 | 0 | 0 | 0 | 0 | 61691.094 | 724.5996 | 60146.02 | 59845.293
2892 | 2021-05-01 11:00 | 686.7833 |  | 131.8167 | 23.0614 | 5.2229 | 0.2 | 44.643 | 7.9736 | 44.8287 | 0 |  | 686.7833 | 559.5716 | 134.1623 | 0.15891 | 559.5716 | 134.1623 | 0.14079 | 548.0613 | 127.5942 | 0 | 662.1425 | 662.1472 | 76314.35 | 54.494 | 76607.09 | 69816.6 | 66754.695 | 0 | 0 | 66258.15 | 713.673 | 0 | 0 | 0 | 0 | 66258.15 | 713.673 | 64560.258 | 64237.457
2893 | 2021-05-01 12:00 | 677.45 |  | 123.0333 | 24.3052 | 3.6583 | 0.2 | 44.1319 | 347.6805 | 45.1463 | 0 |  | 677.45 | 560.597 | 125.5137 | 0.15675 | 560.597 | 125.5137 | 0.13888 | 548.8159 | 119.3704 | 0 | 654.8226 | 654.5312 | 75438.79 | 57.6688 | 75719.73 | 68257.016 | 65533.94 | 0 | 0 | 65040.348 | 704.3127 | 0 | 0 | 0 | 0 | 65040.348 | 704.3127 | 63386.844 | 63069.9102
2894 | 2021-05-01 13:00 | 603.55 |  | 113.0333 | 25.0542 | 3.7021 | 0.2 | 39.3153 | 329.3418 | 49.8836 | 0 |  | 603.55 | 497.7677 | 115.5565 | 0.13965 | 497.7677 | 115.5565 | 0.12373 | 483.9466 | 109.9016 | 0 | 581.9713 | 581.9356 | 67067.555 | 54.6583 | 67226.43 | 61201.89 | 58950.766 | 0 | 0 | 58555.082 | 711.5364 | 0 | 0 | 0 | 0 | 58555.082 | 711.5364 | 57078.27 | 56792.8789
2895 | 2021-05-01 14:00 | 480.9333 |  | 90.5 | 25.1378 | 5.2508 | 0.2 | 31.251 | 314.5768 | 57.9621 | 0 |  | 480.9333 | 398.3603 | 92.8261 | 0.11128 | 398.3603 | 92.8261 | 0.09859 | 380.649 | 88.2846 | 0 | 459.555 | 459.3027 | 52936.3 | 46.9135 | 52846.5 | 49342.34 | 47023.4 | 0 | 0 | 46785.16 | 732.257 | 0 | 0 | 0 | 0 | 46785.16 | 732.257 | 45574.36 | 45346.4883
2896 | 2021-05-01 15:00 | 301.55 |  | 79.6667 | 24.3206 | 3.7058 | 0.2 | 21.0843 | 303.0735 | 68.1812 | 0 |  | 301.55 | 228.7815 | 81.8359 | 0.069774 | 228.7815 | 81.8359 | 0.061817 | 209.3813 | 77.8338 | 0 | 281.4708 | 281.1703 | 32405.748 | 38.6218 | 31934.244 | 30589.742 | 28647.29 | 0 | 0 | 28560.885 | 748.4202 | 0 | 0 | 0 | 0 | 28560.885 | 748.4202 | 27672.404 | 27534.043
2897 | 2021-05-01 16:00 | 113.8167 |  | 56.4167 | 22.9026 | 4.0542 | 0.2 | 9.6299 | 293.8851 | 79.6957 | 0 |  | 113.8167 | 61.2688 | 57.8205 | 0.026336 | 61.2688 | 57.8205 | 0.023332 | 47.1757 | 54.9943 | 0 | 100.1265 | 100.1965 | 11547.997 | 27.9188 | 10833.108 | 10721.951 | 9774.251 | 0 | 0 | 9763.281 | 742.696 | 0 | 0 | 0 | 0 | 9763.281 | 742.696 | 8898.408 | 8853.916
2898 | 2021-05-01 17:00 | 0.65 |  | 0.65 | 21.3638 | 2.4246 | 0.2 | -2.6061 | 286.1338 | 89.4536 | 0 |  | 0.65 | 0 | 0.70145 | 0.0001504 | 0 | 0.70145 | 0 | 0 | 0.66707 | 0 | 0.65372 | 0.65374 | 75.3431 | 21.3991 | 3.7629 | 3.7493 | 3.7394 | 0 | 0 | 3.7392 | 72.5507 | 0 | 0 | 0 | 3.7392 | 0 | 650 | 0 | 0
2899 | 2021-05-01 18:00 | 0 |  | 0 | 20.5124 | 1.5929 | 0.2
2900 | 2021-05-01 19:00 | 0 |  | 0 | 19.7841 | 0.94208 | 0.2
2901 | 2021-05-01 20:00 | 0 |  | 0 | 19.0557 | 0.61208 | 0.2
2902 | 2021-05-01 21:00 | 0 |  | 0 | 18.3274 | 0.9475 | 0.2
2903 | 2021-05-01 22:00 | 0 |  | 0 | 17.599 | 1.1233 | 0.2
2904 | 2021-05-01 23:00 | 0 |  | 0 | 16.8735 | 1.3613 | 0.2
2905 | 2021-05-02 | 0 |  | 0 | 16.163 | 1.4725 | 0.2
2906 | 2021-05-02 01:00 | 0 |  | 0 | 15.4474 | 1.9225 | 0.2
2907 | 2021-05-02 02:00 | 0 |  | 0 | 14.7937 | 1.9154 | 0.2
2908 | 2021-05-02 03:00 | 0 |  | 0 | 14.3513 | 1.2817 | 0.2
2909 | 2021-05-02 04:00 | 0 |  | 0 | 13.9599 | 0.51625 | 0.2
2910 | 2021-05-02 05:00 | 0 |  | 0 | 13.7109 | 0.44833 | 0.2
2911 | 2021-05-02 06:00 | 3.75 |  | 3.75 | 14.0008 | 0.86917 | 0.2 | 0.041225 | 72.1104 | 89.3938 | 0 |  | 3.75 | 0 | 3.866 | 0.0008677 | 0 | 3.866 | 0.00076874 | 0 | 3.6766 | 0 | 3.6031 | 3.603 | 415.248 | 14.2093 | 112.8694 | 111.6595 | 111.3963 | 0 | 0 | 111.3917 | 394.5348 | 0 | 0 | 0 | 57.923 | 53.4687 | 649.9997 | 43.8977 | 43.6782
2912 | 2021-05-02 07:00 | 150.0167 |  | 61.5167 | 15.884 | 1.7675 | 0.2 | 12.1115 | 64.0936 | 78.0235 | 0 |  | 150.0167 | 87.5162 | 62.012 | 0.034712 | 87.5162 | 62.012 | 0.030753 | 70.8019 | 58.9728 | 0 | 127.1792 | 127.207 | 14661.046 | 22.9507 | 13947.952 | 14033.456 | 13454.55 | 0 | 0 | 13437.068 | 766.7658 | 0 | 0 | 0 | 0 | 13437.068 | 766.7658 | 12618.604 | 12555.5098
2913 | 2021-05-02 08:00 | 342.4667 |  | 71.0667 | 18.2927 | 2.4725 | 0.2 | 23.301 | 54.465 | 66.729 | 0 |  | 342.4667 | 271.0627 | 72.2163 | 0.079242 | 271.0627 | 72.2163 | 0.070205 | 250.3101 | 68.6786 | 0 | 312.6089 | 312.6162 | 36029.547 | 35.1112 | 35620.188 | 34538.54 | 33263.855 | 0 | 0 | 33154.816 | 758.1088 | 0 | 0 | 0 | 0 | 33154.816 | 758.1088 | 32219.598 | 32058.5
2914 | 2021-05-02 09:00 | 508.0667 |  | 93.25 | 20.6746 | 2.3533 | 0.2 | 33.0448 | 42.3201 | 56.8447 | 0 |  | 508.0667 | 416.0242 | 94.8575 | 0.11756 | 416.0242 | 94.8575 | 0.10415 | 398.7894 | 90.2118 | 0 | 479.2212 | 479.2423 | 55233.24 | 46.5975 | 55188.01 | 51619.73 | 50119.996 | 0 | 0 | 49850.914 | 729.5604 | 0 | 0 | 0 | 0 | 49850.914 | 729.5604 | 48569.332 | 48326.4844
2915 | 2021-05-02 10:00 | 631.1834 |  | 101.35 | 22.7982 | 1.95 | 0.2 | 40.4517 | 26.7833 | 49.2473 | 0 |  | 631.1834 | 532.9063 | 103.2575 | 0.14605 | 532.9063 | 103.2575 | 0.12939 | 518.7203 | 98.2017 | 0 | 604.5835 | 604.5619 | 69679.45 | 56.1056 | 69882.26 | 63334.484 | 60760.547 | 0 | 0 | 60343.34 | 708.4533 | 0 | 0 | 0 | 0 | 60343.34 | 708.4533 | 58827.47 | 58533.332
2916 | 2021-05-02 11:00 | 693.5833 |  | 117.0833 | 24.5568 | 2.25 | 0.2 | 44.35 | 7.8838 | 45.1199 | 0 |  | 693.5833 | 581.3552 | 119.3321 | 0.16049 | 581.3552 | 119.3321 | 0.14218 | 569.1877 | 113.4904 | 0 | 669.0245 | 668.943 | 77097.61 | 60.9115 | 77400.27 | 68998.414 | 66579.39 | 0 | 0 | 66060.38 | 694.1449 | 0 | 0 | 0 | 0 | 66060.38 | 694.1449 | 64369.734 | 64047.8828
2917 | 2021-05-02 12:00 | 681.45 |  | 109.6833 | 25.8947 | 1.7808 | 0.2 | 43.8336 | 347.7231 | 45.4446 | 0 |  | 681.45 | 578.2188 | 112.0439 | 0.15768 | 578.2188 | 112.0439 | 0.1397 | 565.8509 | 106.5601 | 0 | 658.9628 | 658.8912 | 75939.76 | 62.4758 | 76226.17 | 67563.55 | 64557.06 | 0 | 0 | 64061.35 | 692.4943 | 0 | 0 | 0 | 0 | 64061.35 | 692.4943 | 62443.176 | 62130.9609
2918 | 2021-05-02 13:00 | 607.6 |  | 102.0667 | 26.6176 | 1.055 | 0.2 | 39.0376 | 329.4871 | 50.1615 | 0 |  | 607.6 | 513.0911 | 104.4776 | 0.14059 | 513.0911 | 104.4776 | 0.12456 | 498.6132 | 99.3652 | 0 | 586.0187 | 586.0124 | 67539.92 | 60.2449 | 67706.055 | 60456.63 | 57993.41 | 0 | 0 | 57597.47 | 697.3736 | 0 | 0 | 0 | 0 | 57597.47 | 697.3736 | 56141.72 | 55861.0117
2919 | 2021-05-02 14:00 | 481.5 |  | 80.4333 | 26.6749 | 0.67583 | 0.2 | 31.0046 | 314.7757 | 58.2078 | 0 |  | 481.5 | 409.3047 | 82.6276 | 0.11141 | 409.3047 | 82.6276 | 0.098707 | 390.8396 | 78.5854 | 0 | 460.0365 | 459.9887 | 53015.28 | 53.5299 | 52926.746 | 48320.594 | 46239.22 | 0 | 0 | 45995.73 | 712.8826 | 0 | 0 | 0 | 0 | 45995.73 | 712.8826 | 44803.33 | 44579.3125
2920 | 2021-05-02 15:00 | 310.35 |  | 79.8 | 25.8579 | 0.79833 | 0.2 | 20.868 | 303.295 | 68.3961 | 0 |  | 310.35 | 237.818 | 81.9704 | 0.071811 | 237.818 | 81.9704 | 0.063621 | 217.348 | 77.9617 | 0 | 289.4035 | 289.6659 | 33385.1 | 42.6751 | 32931.35 | 31122.88 | 29398.465 | 0 | 0 | 29303.844 | 736.473 | 0 | 0 | 0 | 0 | 29303.844 | 736.473 | 28409.322 | 28267.2754
2921 | 2021-05-02 16:00 | 117.4667 |  | 57.1 | 24.2952 | 1.0225 | 0.2 | 9.4384 | 294.118 | 79.8853 | 0 |  | 117.4667 | 64.5335 | 58.5159 | 0.02718 | 64.5335 | 58.5159 | 0.02408 | 49.3542 | 55.6556 | 0 | 102.9097 | 102.9207 | 11862.001 | 30.2099 | 11148.068 | 10950.61 | 9935.924 | 0 | 0 | 9924.6455 | 745.1097 | 0 | 0 | 0 | 0 | 9924.6455 | 745.1097 | 9060.391 | 9015.0889
2922 | 2021-05-02 17:00 | 0.88333 |  | 0.88333 | 22.7237 | 1.2637 | 0.2 | -2.7789 | 286.3779 | 89.5094 | 0 |  | 0.88333 | 0 | 0.95123 | 0.00020439 | 0 | 0.95123 | 0 | 0 | 0.90461 | 0 | 0.88651 | 0.88651 | 102.1712 | 22.7741 | 6.9149 | 6.8997 | 6.8755 | 0 | 0 | 6.8753 | 99.9757 | 0 | 0 | 0 | 6.8753 | 0 | 650 | 0 | 0
2923 | 2021-05-02 18:00 | 0 |  | 0 | 21.7005 | 0.74208 | 0.2
2924 | 2021-05-02 19:00 | 0 |  | 0 | 20.7712 | 0.35167 | 0.2
2925 | 2021-05-02 20:00 | 0 |  | 0 | 19.842 | 0.36042 | 0.2
2926 | 2021-05-02 21:00 | 0 |  | 0 | 18.9128 | 0.675 | 0.2
2927 | 2021-05-02 22:00 | 0 |  | 0 | 17.9836 | 0.43708 | 0.2
2928 | 2021-05-02 23:00 | 0 |  | 0 | 17.0646 | 0.83458 | 0.2
2929 | 2021-05-03 | 0 |  | 0 | 16.2057 | 1.0233 | 0.2
2930 | 2021-05-03 01:00 | 0 |  | 0 | 15.3379 | 1.3217 | 0.2
2931 | 2021-05-03 02:00 | 0 |  | 0 | 14.5218 | 1.7112 | 0.2
2932 | 2021-05-03 03:00 | 0 |  | 0 | 13.9791 | 1.5533 | 0.2
2933 | 2021-05-03 04:00 | 0 |  | 0 | 13.5019 | 1.0413 | 0.2
2934 | 2021-05-03 05:00 | 0 |  | 0 | 13.1913 | 0.67833 | 0.2
2935 | 2021-05-03 06:00 | 3.5167 |  | 3.5167 | 13.4853 | 0.2525 | 0.2 | -0.089358 | 71.8442 | 89.4653 | 0 |  | 3.5167 | 0 | 3.6365 | 0.00081371 | 0 | 3.6365 | 0 | 0 | 3.4583 | 0 | 3.3892 | 3.3891 | 390.6044 | 13.687 | 100.0118 | 98.8865 | 98.601 | 0 | 0 | 98.5969 | 371.2158 | 0 | 0 | 0 | 66.8693 | 31.7276 | 649.9999 | 26.0419 | 25.911691665649414
2936 | 2021-05-03 07:00 | 165.7833 |  | 46.95 | 15.5566 | 0.125 | 0.2 | 11.9587 | 63.8341 | 78.1724 | 0 |  | 165.7833 | 117.5339 | 47.426 | 0.03836 | 117.5339 | 47.426 | 0.033985 | 94.7354 | 45.1015 | 0 | 137.0401 | 137.1049 | 15801.692 | 23.7641 | 15096.977 | 15151.157 | 14505.585 | 0 | 0 | 14485.031 | 765.967 | 0 | 0 | 0 | 0 | 14485.031 | 765.967 | 13638.193 | 13570.0029
2937 | 2021-05-03 08:00 | 361.5167 |  | 52.5167 | 18.0992 | 0.18708 | 0.2 | 23.1184 | 54.2113 | 66.9075 | 0 |  | 361.5167 | 308.6638 | 53.5266 | 0.08365 | 308.6638 | 53.5266 | 0.07411 | 284.7473 | 50.9046 | 0 | 328.9388 | 328.9633 | 37913.91 | 37.7366 | 37539.227 | 36100.645 | 34729.07 | 0 | 0 | 34607.18 | 752.3015 | 0 | 0 | 0 | 0 | 34607.18 | 752.3015 | 33651.902 | 33483.6445
2938 | 2021-05-03 09:00 | 540.95 |  | 64.3333 | 20.5676 | 0.30875 | 0.2 | 32.8253 | 42.0836 | 57.0602 | 0 |  | 540.95 | 478.0665 | 65.5615 | 0.12517 | 478.0665 | 65.5615 | 0.11089 | 458.008 | 62.3505 | 0 | 509.9514 | 509.9417 | 58772.355 | 50.8404 | 58792.68 | 54233.76 | 52604.992 | 0 | 0 | 52301.61 | 718.1334 | 0 | 0 | 0 | 0 | 52301.61 | 718.1334 | 50964.2 | 50709.3789
2939 | 2021-05-03 10:00 | 661.6 |  | 75.2167 | 22.7212 | 1.0683 | 0.2 | 40.1924 | 26.5968 | 49.5032 | 0 |  | 661.6 | 589.8556 | 76.6085 | 0.15308 | 589.8556 | 76.6085 | 0.13563 | 573.9175 | 72.8572 | 0 | 633.8391 | 633.766 | 73043.01 | 59.0667 | 73295.16 | 65766.09 | 63428.3 | 0 | 0 | 62963.008 | 699.2785 | 0 | 0 | 0 | 0 | 62963.008 | 699.2785 | 61384.082 | 61077.1602
2940 | 2021-05-03 11:00 | 735.95 |  | 75.3833 | 24.4782 | 1.7337 | 0.2 | 44.0608 | 7.7987 | 45.4074 | 0 |  | 735.95 | 666.2112 | 76.8351 | 0.17029 | 666.2112 | 76.8351 | 0.15087 | 652.0278 | 73.0733 | 0 | 710.599 | 710.633 | 81903.43 | 64.0165 | 82255.02 | 72521.38 | 69537.03 | 0 | 0 | 68961.27 | 691.2908 | 0 | 0 | 0 | 0 | 68961.27 | 691.2908 | 67163.1 | 66827.2891
2941 | 2021-05-03 12:00 | 714.8 |  | 103.3667 | 25.8332 | 1.9983 | 0.2 | 43.54 | 347.7672 | 45.7382 | 0 |  | 714.8 | 618.4163 | 105.2041 | 0.16539 | 618.4163 | 105.2041 | 0.14653 | 604.957 | 100.0539 | 0 | 690.9107 | 690.7862 | 79614.3 | 63.8074 | 79942.81 | 70530.1 | 68112.25 | 0 | 0 | 67551.484 | 683.3912 | 0 | 0 | 0 | 0 | 67551.484 | 683.3912 | 65805.914 | 65476.8867
2942 | 2021-05-03 13:00 | 642.3 |  | 72.1 | 26.573 | 2.2225 | 0.2 | 38.7647 | 329.6314 | 50.4346 | 0 |  | 642.3 | 578.8195 | 73.7501 | 0.14862 | 578.8195 | 73.7501 | 0.13167 | 562.2263 | 70.1405 | 0 | 619.7195 | 619.3847 | 71387.05 | 60.2765 | 71611.01 | 63945.977 | 61258.094 | 0 | 0 | 60809.12 | 690.3403 | 0 | 0 | 0 | 0 | 60809.12 | 690.3403 | 59283.133 | 58986.7188
2943 | 2021-05-03 14:00 | 505.75 |  | 64.9167 | 26.611 | 2.3188 | 0.2 | 30.7627 | 314.9723 | 58.4491 | 0 |  | 505.75 | 449.9923 | 66.6034 | 0.11702 | 449.9923 | 66.6034 | 0.10368 | 429.3983 | 63.3442 | 0 | 482.8877 | 482.7715 | 55639.688 | 52.766 | 55599.844 | 50900.7 | 48363.49 | 0 | 0 | 48096.8 | 712.1774 | 0 | 0 | 0 | 0 | 48096.8 | 712.1774 | 46855.586 | 46621.3086
2944 | 2021-05-03 15:00 | 323.0667 |  | 67.8833 | 25.7298 | 0.98167 | 0.2 | 20.656 | 303.5141 | 68.6067 | 0 |  | 323.0667 | 263.339 | 69.8597 | 0.074753 | 263.339 | 69.8597 | 0.066228 | 240.3361 | 66.443 | 0 | 300.6435 | 300.3986 | 34621.54 | 43.0253 | 34189.56 | 32280.166 | 30460.242 | 0 | 0 | 30358.898 | 734.6359 | 0 | 0 | 0 | 0 | 30358.898 | 734.6359 | 29457.28 | 29309.9941
2945 | 2021-05-03 16:00 | 125.3 |  | 51.5 | 24.0975 | 0.94917 | 0.2 | 9.2511 | 294.3485 | 80.0707 | 0 |  | 125.3 | 79.0162 | 53.0244 | 0.028993 | 79.0162 | 53.0244 | 0.025686 | 60.0137 | 50.4328 | 0 | 108.2375 | 108.1195 | 12461.141 | 30.3317 | 11751.197 | 11534.454 | 10441.581 | 0 | 0 | 10428.873 | 745.9281 | 0 | 0 | 0 | 0 | 10428.873 | 745.9281 | 9569.677 | 9521.8281
2946 | 2021-05-03 17:00 | 0.6 |  | 0.6 | 22.4707 | 0.88875 | 0.2 | -2.9475 | 286.6195 | 89.5611 | 0 |  | 0.6 | 0 | 0.6494 | 0.00013883 | 0 | 0.6494 | 0 | 0 | 0.61757 | 0 | 0.60522 | 0.60522 | 69.7525 | 22.5057 | 3.2262 | 3.2181 | 3.2094 | 0 | 0 | 3.2093 | 66.7894 | 0 | 0 | 0 | 3.2093 | 0 | 650 | 0 | 0
2947 | 2021-05-03 18:00 | 0 |  | 0 | 21.3827 | 0.68958 | 0.2
2948 | 2021-05-03 19:00 | 0 |  | 0 | 20.3866 | 0.45083 | 0.2
2949 | 2021-05-03 20:00 | 0 |  | 0 | 19.3905 | 0.48708 | 0.2
2950 | 2021-05-03 21:00 | 0 |  | 0 | 18.3944 | 0.52417 | 0.2
2951 | 2021-05-03 22:00 | 0 |  | 0 | 17.3983 | 0.71042 | 0.2
2952 | 2021-05-03 23:00 | 0 |  | 0 | 16.4191 | 1.0579 | 0.2
2953 | 2021-05-04 | 0 |  | 0 | 15.5434 | 1.6725 | 0.2
2954 | 2021-05-04 01:00 | 0 |  | 0 | 14.6631 | 1.6258 | 0.2
2955 | 2021-05-04 02:00 | 0 |  | 0 | 13.746 | 1.6 | 0.2
2956 | 2021-05-04 03:00 | 0 |  | 0 | 13.1661 | 1.5637 | 0.2
2957 | 2021-05-04 04:00 | 0 |  | 0 | 12.6659 | 1.3992 | 0.2
2958 | 2021-05-04 05:00 | 0 |  | 0 | 12.3341 | 1.6871 | 0.2
2959 | 2021-05-04 06:00 | 3.35 |  | 3.35 | 12.6298 | 1.4396 | 0.2 | -0.21965 | 71.5829 | 89.5365 | 0 |  | 3.35 | 0 | 3.4751 | 0.00077514 | 0 | 3.4751 | 0 | 0 | 3.3049 | 0 | 3.2388 | 3.2389 | 373.2858 | 12.8125 | 91.4042 | 90.2961 | 90.0417 | 0 | 0 | 90.038 | 351.7581 | 0 | 0 | 0 | 72.5864 | 17.4516 | 650 | 14.3219 | 14.25025749206543
2960 | 2021-05-04 07:00 | 168.5667 |  | 48.5833 | 14.8201 | 1.3492 | 0.2 | 11.8063 | 63.5798 | 78.3209 | 0 |  | 168.5667 | 118.693 | 49.0641 | 0.039004 | 118.693 | 49.0641 | 0.034556 | 95.3068 | 46.6594 | 0 | 139.1268 | 139.1554 | 16037.518 | 22.6992 | 15334.564 | 15439.438 | 14785.161 | 0 | 0 | 14764.209 | 770.1379 | 0 | 0 | 0 | 0 | 14764.209 | 770.1379 | 13910.679 | 13841.125
2961 | 2021-05-04 08:00 | 374.2667 |  | 55.3667 | 17.3985 | 1.7546 | 0.2 | 22.9368 | 53.9634 | 67.0852 | 0 |  | 374.2667 | 318.6021 | 56.4065 | 0.0866 | 318.6021 | 56.4065 | 0.076724 | 293.6178 | 53.6434 | 0 | 340.316 | 340.3242 | 39224.453 | 36.3156 | 38874.18 | 37553.934 | 35957.863 | 0 | 0 | 35830.21 | 756.9854 | 0 | 0 | 0 | 0 | 35830.21 | 756.9854 | 34859.402 | 34685.1055
2962 | 2021-05-04 09:00 | 548.2833 |  | 61.25 | 19.9177 | 2.9933 | 0.2 | 32.6075 | 41.8536 | 57.2741 | 0 |  | 548.2833 | 488.5783 | 62.4466 | 0.12687 | 488.5783 | 62.4466 | 0.1124 | 467.8179 | 59.3882 | 0 | 516.662 | 516.6467 | 59545.34 | 47.0619 | 59579.65 | 55651.1 | 53584.64 | 0 | 0 | 53281.145 | 732.9125 | 0 | 0 | 0 | 0 | 53281.145 | 732.9125 | 51921.61 | 51662
2963 | 2021-05-04 10:00 | 681.8667 |  | 88.9333 | 22.131 | 3.0308 | 0.2 | 39.9359 | 26.4167 | 49.7564 | 0 |  | 681.8667 | 596.5161 | 90.4555 | 0.15777 | 596.5161 | 90.4555 | 0.13978 | 580.1583 | 86.026 | 0 | 652.8606 | 652.8961 | 75245.45 | 56.3752 | 75526.17 | 68399.28 | 66495.11 | 0 | 0 | 65982.34 | 701.8275 | 0 | 0 | 0 | 0 | 65982.34 | 701.8275 | 64294.55 | 63973.0781
2964 | 2021-05-04 11:00 | 746.1 |  | 91.65 | 23.884 | 2.005 | 0.2 | 43.7756 | 7.7183 | 45.6909 | 0 |  | 746.1 | 660.1223 | 93.2739 | 0.17264 | 660.1223 | 93.2739 | 0.15295 | 645.8303 | 88.7071 | 0 | 719.8467 | 719.8752 | 82966.414 | 63.4453 | 83328.3 | 73619.82 | 70870.53 | 0 | 0 | 70271.84 | 688.3671 | 0 | 0 | 0 | 0 | 70271.84 | 688.3671 | 68424.17 | 68082.0469
2965 | 2021-05-04 12:00 | 723.9167 |  | 75.1167 | 25.2691 | 2.0708 | 0.2 | 43.2511 | 347.8127 | 46.0272 | 0 |  | 723.9167 | 656.2974 | 76.6727 | 0.1675 | 656.2974 | 76.6727 | 0.1484 | 641.7681 | 72.9194 | 0 | 700.3938 | 700.08 | 80684.92 | 63.6274 | 81025.36 | 71535.836 | 69215.555 | 0 | 0 | 68636.56 | 684.3444 | 0 | 0 | 0 | 0 | 68636.56 | 684.3444 | 66850.56 | 66516.3125
2966 | 2021-05-04 13:00 | 662.1667 |  | 82.5833 | 26.0252 | 2.6483 | 0.2 | 38.4964 | 329.7746 | 50.703 | 0 |  | 662.1667 | 588.4407 | 84.3815 | 0.15322 | 588.4407 | 84.3815 | 0.13574 | 571.3073 | 80.2515 | 0 | 638.5276 | 638.0958 | 73542.695 | 60.0807 | 73795.695 | 65943.53 | 63385.066 | 0 | 0 | 62915.88 | 698.0575 | 0 | 0 | 0 | 0 | 62915.88 | 698.0575 | 61338.625 | 61031.9336
2967 | 2021-05-04 14:00 | 525.0167 |  | 66.75 | 26.0653 | 2.4275 | 0.2 | 30.5253 | 315.1668 | 58.6859 | 0 |  | 525.0167 | 467.8956 | 68.4716 | 0.12148 | 467.8956 | 68.4716 | 0.10763 | 446.1781 | 65.121 | 0 | 501.0731 | 501.1295 | 57755.91 | 53.0809 | 57754.07 | 52813.145 | 50452.582 | 0 | 0 | 50164.34 | 713.3213 | 0 | 0 | 0 | 0 | 50164.34 | 713.3213 | 48875.58 | 48631.1992
2968 | 2021-05-04 15:00 | 338.6 |  | 61.1667 | 25.1661 | 2.25 | 0.2 | 20.4484 | 303.7307 | 68.813 | 0 |  | 338.6 | 286.4207 | 63.0565 | 0.078347 | 286.4207 | 63.0565 | 0.069412 | 261.0362 | 59.9729 | 0 | 314.5889 | 314.5968 | 36258.95 | 42.2633 | 35856.82 | 33931.508 | 31899.738 | 0 | 0 | 31788.623 | 736.2902 | 0 | 0 | 0 | 0 | 31788.623 | 736.2902 | 30873.875 | 30719.5059
2969 | 2021-05-04 16:00 | 132.8333 |  | 48.0333 | 23.489 | 2.35 | 0.2 | 9.0679 | 294.5763 | 80.252 | 0 |  | 132.8333 | 90.9365 | 49.5515 | 0.030736 | 90.9365 | 49.5515 | 0.027231 | 68.5808 | 47.1301 | 0 | 113.3966 | 113.383 | 13067.783 | 29.623 | 12363.14 | 12158.695 | 10800.51 | 0 | 0 | 10786.926 | 753.2711 | 0 | 0 | 0 | 0 | 10786.926 | 753.2711 | 9934.196 | 9884.5254
2970 | 2021-05-04 17:00 | 0.73333 |  | 0.73333 | 21.8851 | 2.3225 | 0.2 | -3.1119 | 286.8586 | 89.6115 | 0 |  | 0.73333 | 0 | 0.79303 | 0.00016968 | 0 | 0.79303 | 0 | 0 | 0.75417 | 0 | 0.73908 | 0.73911 | 85.1831 | 21.9251 | 4.81 | 4.7953 | 4.7783 | 0 | 0 | 4.7781 | 83.244 | 0 | 0 | 0 | 4.7781 | 0 | 650 | 0 | 0
2971 | 2021-05-04 18:00 | 0 |  | 0 | 20.9427 | 2.7517 | 0.2
2972 | 2021-05-04 19:00 | 0 |  | 0 | 20.1117 | 1.8462 | 0.2
2973 | 2021-05-04 20:00 | 0 |  | 0 | 19.2808 | 0.94375 | 0.2
2974 | 2021-05-04 21:00 | 0 |  | 0 | 18.4499 | 0.38958 | 0.2
2975 | 2021-05-04 22:00 | 0 |  | 0 | 17.6189 | 0.375 | 0.2
2976 | 2021-05-04 23:00 | 0 |  | 0 | 16.8137 | 0.31292 | 0.2
2977 | 2021-05-05 | 0 |  | 0 | 16.1608 | 0.28792 | 0.2
2978 | 2021-05-05 01:00 | 0 |  | 0 | 15.4968 | 0.23708 | 0.2
2979 | 2021-05-05 02:00 | 0 |  | 0 | 14.8899 | 0.33792 | 0.2
2980 | 2021-05-05 03:00 | 0 |  | 0 | 14.4559 | 0.175 | 0.2
2981 | 2021-05-05 04:00 | 0 |  | 0 | 14.0643 | 0.325 | 0.2
2982 | 2021-05-05 05:00 | 0 |  | 0 | 13.7985 | 0.175 | 0.2
2983 | 2021-05-05 06:00 | 3.1333 |  | 3.1333 | 14.0778 | 0.33708 | 0.2 | -0.34961 | 71.3266 | 89.6074 | 0 |  | 3.1333 | 0 | 3.2634 | 0.00072501 | 0 | 3.2634 | 0 | 0 | 3.1035 | 0 | 3.0414 | 3.0414 | 350.5323 | 14.2582 | 80.649 | 79.7854 | 79.5753 | 0 | 0 | 79.572 | 330.6869 | 0 | 0 | 0 | 74.6303 | 4.9417 | 649.9997 | 4.0549 | 4.034586429595947
2984 | 2021-05-05 07:00 | 153.8167 |  | 56.3833 | 16.1743 | 0.22583 | 0.2 | 11.6545 | 63.3308 | 78.4689 | 0 |  | 153.8167 | 96.403 | 56.8745 | 0.035591 | 96.403 | 56.8745 | 0.031532 | 77.1072 | 54.087 | 0 | 128.5704 | 128.5779 | 14819.053 | 23.8362 | 14107.004 | 14155.088 | 13453.759 | 0 | 0 | 13436.342 | 770.2119 | 0 | 0 | 0 | 0 | 13436.342 | 770.2119 | 12617.897 | 12554.8076
2985 | 2021-05-05 08:00 | 346.9667 |  | 55.4 | 18.8398 | 0.2 | 0.2 | 22.7562 | 53.7214 | 67.262 | 0 |  | 346.9667 | 291.339 | 56.4215 | 0.080283 | 291.339 | 56.4215 | 0.071127 | 268.2174 | 53.6576 | 0 | 315.4375 | 315.459 | 36357.625 | 37.6599 | 35954.25 | 34583.445 | 33550.77 | 0 | 0 | 33436.273 | 747.5738 | 0 | 0 | 0 | 0 | 33436.273 | 747.5738 | 32497.031 | 32334.5469
2986 | 2021-05-05 09:00 | 512.05 |  | 70.8333 | 21.4582 | 0.22417 | 0.2 | 32.3915 | 41.63 | 57.4863 | 0 |  | 512.05 | 442.6733 | 72.1357 | 0.11848 | 442.6733 | 72.1357 | 0.10497 | 423.6258 | 68.6028 | 0 | 482.384 | 482.3468 | 55591.44 | 50.2032 | 55552.957 | 51348.258 | 49715.312 | 0 | 0 | 49447.9 | 723.8266 | 0 | 0 | 0 | 0 | 49447.9 | 723.8266 | 48175.56 | 47934.6797
2987 | 2021-05-05 10:00 | 633.7833 |  | 99.4167 | 23.7534 | 0.4225 | 0.2 | 39.6822 | 26.243 | 50.0069 | 0 |  | 633.7833 | 537.6596 | 101.3179 | 0.14665 | 537.6596 | 101.3179 | 0.12992 | 522.699 | 96.3571 | 0 | 606.6749 | 606.6124 | 69913.016 | 59.5792 | 70119.68 | 62798.793 | 60499.96 | 0 | 0 | 60076.062 | 699.3735 | 0 | 0 | 0 | 0 | 60076.062 | 699.3735 | 58566.008 | 58273.1758
2988 | 2021-05-05 11:00 | 694.6 |  | 88.9833 | 25.8621 | 0.82083 | 0.2 | 43.4945 | 7.6426 | 45.9705 | 0 |  | 694.6 | 610.9392 | 90.59 | 0.16072 | 610.9392 | 90.59 | 0.14239 | 597.4915 | 86.1547 | 0 | 669.9733 | 669.8506 | 77202.03 | 64.712 | 77505.7 | 68168.06 | 65804.68 | 0 | 0 | 65283.57 | 683.8079 | 0 | 0 | 0 | 0 | 65283.57 | 683.8079 | 63621.242 | 63303.1367
2989 | 2021-05-05 12:00 | 695.1834 |  | 86.0333 | 27.3867 | 1.2379 | 0.2 | 42.9669 | 347.8598 | 46.3113 | 0 |  | 695.1834 | 616.2708 | 87.7263 | 0.16086 | 616.2708 | 87.7263 | 0.14251 | 602.3975 | 83.4318 | 0 | 672.1127 | 672.1462 | 77467.61 | 65.637 | 77770.625 | 68152.83 | 65353.688 | 0 | 0 | 64835.008 | 684.4411 | 0 | 0 | 0 | 0 | 64835.008 | 684.4411 | 63188.94 | 62872.9961
2990 | 2021-05-05 13:00 | 625.55 |  | 72.75 | 28.1992 | 0.875 | 0.2 | 38.233 | 329.9167 | 50.9666 | 0 |  | 625.55 | 561.3389 | 74.4205 | 0.14474 | 561.3389 | 74.4205 | 0.12824 | 544.7431 | 70.7781 | 0 | 603.2108 | 603.001 | 69493.99 | 63.0859 | 69690.35 | 61609.766 | 59384.6 | 0 | 0 | 58957.8 | 687.228 | 0 | 0 | 0 | 0 | 58957.8 | 687.228 | 57472.16 | 57184.8008
2991 | 2021-05-05 14:00 | 500.0333 |  | 56.2 | 28.2374 | 1.3579 | 0.2 | 30.2925 | 315.3591 | 58.9181 | 0 |  | 500.0333 | 453.2626 | 57.7377 | 0.1157 | 453.2626 | 57.7377 | 0.10251 | 431.9309 | 54.9124 | 0 | 477.1064 | 477.1671 | 54995.06 | 55.244 | 54943.03 | 49869.07 | 47135.832 | 0 | 0 | 46876.805 | 705.6964 | 0 | 0 | 0 | 0 | 46876.805 | 705.6964 | 45663.875 | 45435.5547
2992 | 2021-05-05 15:00 | 311.0833 |  | 55.3667 | 27.266 | 1.8692 | 0.2 | 20.2451 | 303.9447 | 69.0149 | 0 |  | 311.0833 | 264.1116 | 57.1651 | 0.07198 | 264.1116 | 57.1651 | 0.063771 | 240.3678 | 54.3699 | 0 | 288.843 | 288.7558 | 33280.45 | 43.2332 | 32825.16 | 30962.926 | 28898.889 | 0 | 0 | 28808.027 | 736.8634 | 0 | 0 | 0 | 0 | 28808.027 | 736.8634 | 27917.441 | 27777.8535
2993 | 2021-05-05 16:00 | 119.5333 |  | 48.8333 | 25.4182 | 2.6467 | 0.2 | 8.8891 | 294.8016 | 80.429 | 0 |  | 119.5333 | 75.9372 | 50.3397 | 0.027658 | 75.9372 | 50.3397 | 0.024504 | 56.8573 | 47.8796 | 0 | 102.6422 | 102.4736 | 11810.545 | 30.8877 | 11100.72 | 10876.75 | 9739.589 | 0 | 0 | 9728.43 | 745.5136 | 0 | 0 | 0 | 0 | 9728.43 | 745.5136 | 8863.486 | 8819.1689
2994 | 2021-05-05 17:00 | 0.6 |  | 0.6 | 23.3839 | 2.505 | 0.2 | -3.2721 | 287.095 | 89.6605 | 0 |  | 0.6 | 0 | 0.65076 | 0.00013883 | 0 | 0.65076 | 0 | 0 | 0.61887 | 0 | 0.60649 | 0.60655 | 69.9057 | 23.4165 | 3.2431 | 3.238 | 3.2264 | 0 | 0 | 3.2263 | 66.9299 | 0 | 0 | 0 | 3.2263 | 0 | 650 | 0 | 0
2995 | 2021-05-05 18:00 | 0 |  | 0 | 22.3199 | 1.6687 | 0.2
2996 | 2021-05-05 19:00 | 0 |  | 0 | 21.3131 | 1.1646 | 0.2
2997 | 2021-05-05 20:00 | 0 |  | 0 | 20.2856 | 1.0758 | 0.2
2998 | 2021-05-05 21:00 | 0 |  | 0 | 19.2582 | 1.0346 | 0.2
2999 | 2021-05-05 22:00 | 0 |  | 0 | 18.2307 | 1.7321 | 0.2
3000 | 2021-05-05 23:00 | 0 |  | 0 | 17.238 | 2.1242 | 0.2
3001 | 2021-05-06 | 0 |  | 0 | 16.4592 | 1.8808 | 0.2
3002 | 2021-05-06 01:00 | 0 |  | 0 | 15.7119 | 0.96708 | 0.2
3003 | 2021-05-06 02:00 | 0 |  | 0 | 15.0424 | 0.875 | 0.2
3004 | 2021-05-06 03:00 | 0 |  | 0 | 14.5817 | 0.825 | 0.2
3005 | 2021-05-06 04:00 | 0 |  | 0 | 14.172 | 0.91125 | 0.2
3006 | 2021-05-06 05:00 | 0 |  | 0 | 13.9076 | 0.98958 | 0.2
3007 | 2021-05-06 06:00 | 2.9 |  | 2.9 | 14.1923 | 0.5025 | 0.2 | -0.4792 | 71.0754 | 89.678 | 0 |  | 2.9 | 0 | 3.0335 | 0.00067102 | 0 | 3.0335 | 0 | 0 | 2.8849 | 0 | 2.8272 | 2.8271 | 325.8347 | 14.3586 | 69.733 | 68.9939 | 68.8268 | 0 | 0 | 68.8238 | 307.5257 | 0 | 0 | 0 | 68.8238 | 0 | 650 | 0 | 0
3008 | 2021-05-06 07:00 | 160.8167 |  | 48.4 | 16.1882 | 0.55958 | 0.2 | 11.5033 | 63.0872 | 78.6165 | 0 |  | 160.8167 | 111.2481 | 48.8794 | 0.037211 | 111.2481 | 48.8794 | 0.032967 | 88.6253 | 46.4837 | 0 | 132.4068 | 132.3681 | 15255.527 | 23.9571 | 14546.564 | 14590.069 | 13756.39 | 0 | 0 | 13738.34 | 773.3241 | 0 | 0 | 0 | 0 | 13738.34 | 773.3241 | 12911.192 | 12846.6357
3009 | 2021-05-06 08:00 | 361.9667 |  | 52.9833 | 18.728 | 1.0588 | 0.2 | 22.5767 | 53.4853 | 67.4378 | 0 |  | 361.9667 | 308.7892 | 54.0034 | 0.083754 | 308.7892 | 54.0034 | 0.074202 | 283.988 | 51.3581 | 0 | 328.6391 | 328.6463 | 37876.26 | 37.5836 | 37500.836 | 36083.176 | 34699.375 | 0 | 0 | 34578.08 | 753.5093 | 0 | 0 | 0 | 0 | 34578.08 | 753.5093 | 33623.184 | 33455.0703
3010 | 2021-05-06 09:00 | 538.7333 |  | 55.6 | 21.178 | 1.3613 | 0.2 | 32.1773 | 41.4128 | 57.6968 | 0 |  | 538.7333 | 484.7904 | 56.7327 | 0.12466 | 484.7904 | 56.7327 | 0.11044 | 463.6687 | 53.9543 | 0 | 507.2705 | 507.2542 | 58463.098 | 49.8831 | 58477.668 | 54112.977 | 51639.855 | 0 | 0 | 51353.484 | 727.0935 | 0 | 0 | 0 | 0 | 51353.484 | 727.0935 | 50037.59 | 49787.4023
3011 | 2021-05-06 10:00 | 651.6167 |  | 78.7167 | 23.2392 | 1.4 | 0.2 | 39.4315 | 26.0757 | 50.2544 | 0 |  | 651.6167 | 576.4985 | 80.16 | 0.15077 | 576.4985 | 80.16 | 0.13358 | 560.2243 | 76.2348 | 0 | 623.7299 | 623.8048 | 71894.375 | 58.4777 | 72129.76 | 64845.89 | 62540.7 | 0 | 0 | 62093.76 | 704.5767 | 0 | 0 | 0 | 0 | 62093.76 | 704.5767 | 60540.004 | 60237.3047
3012 | 2021-05-06 11:00 | 707.2333 |  | 98.75 | 25.1404 | 1.4967 | 0.2 | 43.2175 | 7.5714 | 46.2459 | 0 |  | 707.2333 | 613.9042 | 100.4426 | 0.16364 | 613.9042 | 100.4426 | 0.14498 | 600.1697 | 95.5249 | 0 | 681.7807 | 681.7886 | 78578.92 | 63.4852 | 78897.25 | 69693.33 | 66633.08 | 0 | 0 | 66105.84 | 692.9722 | 0 | 0 | 0 | 0 | 66105.84 | 692.9722 | 64413.53 | 64091.4648
3013 | 2021-05-06 12:00 | 691.0833 |  | 85.4833 | 26.4748 | 2.2779 | 0.2 | 42.6877 | 347.9084 | 46.5907 | 0 |  | 691.0833 | 612.7597 | 87.1764 | 0.15991 | 612.7597 | 87.1764 | 0.14167 | 598.737 | 82.909 | 0 | 668.0131 | 667.7927 | 76965.52 | 62.7209 | 77264.67 | 68430.13 | 65809.86 | 0 | 0 | 65290.434 | 687.3845 | 0 | 0 | 0 | 0 | 65290.434 | 687.3845 | 63627.855 | 63309.7148
3014 | 2021-05-06 13:00 | 614.85 |  | 73.35 | 27.1592 | 3.6029 | 0.2 | 37.9745 | 330.0579 | 51.2252 | 0 |  | 614.85 | 549.9526 | 75.0345 | 0.14227 | 549.9526 | 75.0345 | 0.12604 | 533.4481 | 71.3621 | 0 | 592.714 | 592.4279 | 68280.08 | 57.4334 | 68458.07 | 61737.273 | 59358.547 | 0 | 0 | 58947.344 | 703.0822 | 0 | 0 | 0 | 0 | 58947.344 | 703.0822 | 57461.934 | 57174.625
3015 | 2021-05-06 14:00 | 478.2667 |  | 76 | 27.1539 | 4.1671 | 0.2 | 30.0644 | 315.5492 | 59.1457 | 0 |  | 478.2667 | 410.9062 | 78.1356 | 0.11066 | 410.9062 | 78.1356 | 0.098044 | 391.303 | 74.3133 | 0 | 456.304 | 456.0442 | 52561.496 | 49.868 | 52464.312 | 48498.246 | 46152.637 | 0 | 0 | 45917.688 | 724.6263 | 0 | 0 | 0 | 0 | 45917.688 | 724.6263 | 44727.105 | 44503.4727
3016 | 2021-05-06 15:00 | 302.7333 |  | 55.8167 | 26.2504 | 2.7487 | 0.2 | 20.0463 | 304.1562 | 69.2124 | 0 |  | 302.7333 | 255.1296 | 57.6242 | 0.070048 | 255.1296 | 57.6242 | 0.06206 | 231.8693 | 54.8065 | 0 | 280.9423 | 281.0959 | 32397.988 | 41.1842 | 31927.557 | 30317.645 | 28230.1 | 0 | 0 | 28143.781 | 742.3268 | 0 | 0 | 0 | 0 | 28143.781 | 742.3268 | 27259.074 | 27122.7793
3017 | 2021-05-06 16:00 | 113.2833 |  | 48.65 | 24.6213 | 2 | 0.2 | 8.7147 | 295.0241 | 80.6017 | 0 |  | 113.2833 | 69.5336 | 50.1446 | 0.026212 | 69.5336 | 50.1446 | 0.023223 | 51.6811 | 47.6941 | 0 | 97.3877 | 97.2161 | 11204.742 | 29.9651 | 10494.236 | 10314.078 | 9267.919 | 0 | 0 | 9257.81 | 745.6959 | 0 | 0 | 0 | 0 | 9257.81 | 745.6959 | 8394.137 | 8352.166
3018 | 2021-05-06 17:00 | 0.28333 |  | 0.28333 | 22.9807 | 2.7262 | 0.2 | -3.4279 | 287.3287 | 89.7082 | 0 |  | 0.28333 | 0 | 0.30903 | 6.55586e-05 | 0 | 0.30903 | 0 | 0 | 0.29388 | 0 | 0.28801 | 0.28802 | 33.1949 | 22.996 | 0.73173 | 0.73027 | 0.7282 | 0 | 0 | 0.72817 | 31.7863 | 0 | 0 | 0 | 0.72817 | 0 | 650 | 0 | 0
3019 | 2021-05-06 18:00 | 0 |  | 0 | 21.9017 | 4.315 | 0.2
3020 | 2021-05-06 19:00 | 0 |  | 0 | 20.9194 | 4.4521 | 0.2
3021 | 2021-05-06 20:00 | 0 |  | 0 | 19.9371 | 1.5167 | 0.2
3022 | 2021-05-06 21:00 | 0 |  | 0 | 18.9549 | 0.93958 | 0.2
3023 | 2021-05-06 22:00 | 0 |  | 0 | 17.9726 | 0.61292 | 0.2
3024 | 2021-05-06 23:00 | 0 |  | 0 | 17.0008 | 0.90875 | 0.2
3025 | 2021-05-07 | 0 |  | 0 | 16.1 | 1.3838 | 0.2
3026 | 2021-05-07 01:00 | 0 |  | 0 | 15.2272 | 1.7725 | 0.2
3027 | 2021-05-07 02:00 | 0 |  | 0 | 14.2873 | 1.95 | 0.2
3028 | 2021-05-07 03:00 | 0 |  | 0 | 13.6937 | 1.7171 | 0.2
3029 | 2021-05-07 04:00 | 0 |  | 0 | 13.1835 | 0.95583 | 0.2
3030 | 2021-05-07 05:00 | 0 |  | 0 | 12.8468 | 0.57333 | 0.2
3031 | 2021-05-07 06:00 | 2.9833 |  | 2.9833 | 13.0744 | 1.0992 | 0.2 | -0.60838 | 70.8292 | 89.7483 | 0 |  | 2.9833 | 0 | 3.1194 | 0.0006903 | 0 | 3.1194 | 0 | 0 | 2.9665 | 0 | 2.9072 | 2.9071 | 335.0583 | 13.2408 | 73.7616 | 72.8982 | 72.6705 | 0 | 0 | 72.6674 | 316.4784 | 0 | 0 | 0 | 72.2478 | 0.41958 | 650 | 0.34427 | 0.3425437808036804
3032 | 2021-05-07 07:00 | 138.1 |  | 56.9667 | 14.8117 | 0.75083 | 0.2 | 11.3528 | 62.849 | 78.7634 | 0 |  | 138.1 | 80.3044 | 57.4536 | 0.031954 | 80.3044 | 57.4536 | 0.02831 | 63.7117 | 54.6379 | 0 | 115.9826 | 116.0377 | 13373.795 | 21.5631 | 12654.133 | 12786.098 | 12029.947 | 0 | 0 | 12016.117 | 774.3836 | 0 | 0 | 0 | 0 | 12016.117 | 774.3836 | 11203.757 | 11147.7383
3033 | 2021-05-07 08:00 | 317.4833 |  | 79.9667 | 16.9346 | 1.12 | 0.2 | 22.3983 | 53.2552 | 67.6125 | 0 |  | 317.4833 | 237.4033 | 81.0762 | 0.073461 | 237.4033 | 81.0762 | 0.065083 | 218.1068 | 77.1044 | 0 | 289.307 | 289.3184 | 33344.54 | 33.4876 | 32886.895 | 32045.742 | 30902.756 | 0 | 0 | 30808.072 | 758.9807 | 0 | 0 | 0 | 0 | 30808.072 | 758.9807 | 29903.965 | 29754.4453
3034 | 2021-05-07 09:00 | 484.0667 |  | 99.9833 | 19.0809 | 1.8062 | 0.2 | 31.965 | 41.2021 | 57.9055 | 0 |  | 484.0667 | 385.4496 | 101.6146 | 0.11201 | 385.4496 | 101.6146 | 0.099233 | 368.4468 | 96.6382 | 0 | 455.7833 | 455.7484 | 52527.98 | 44.3544 | 52431.61 | 49395.066 | 47805.633 | 0 | 0 | 47565.754 | 736.8383 | 0 | 0 | 0 | 0 | 47565.754 | 736.8383 | 46336.832 | 46105.1445
3035 | 2021-05-07 10:00 | 583.3333 |  | 139.2333 | 20.9185 | 2.6296 | 0.2 | 39.184 | 25.9147 | 50.499 | 0 |  | 583.3333 | 446.9418 | 141.503 | 0.13498 | 446.9418 | 141.503 | 0.11958 | 434.144 | 134.5746 | 0 | 557.3442 | 557.2716 | 64227.703 | 50.6857 | 64343.56 | 59389.805 | 57028.91 | 0 | 0 | 56674.45 | 722.9917 | 0 | 0 | 0 | 0 | 56674.45 | 722.9917 | 55239.1 | 54962.9062
3036 | 2021-05-07 11:00 | 633.75 |  | 156.2833 | 22.3268 | 3.425 | 0.2 | 42.9449 | 7.5048 | 46.5171 | 0 |  | 633.75 | 481.7772 | 158.9981 | 0.14664 | 481.7772 | 158.9981 | 0.12992 | 470.825 | 151.2147 | 0 | 609.5989 | 609.3649 | 70231.27 | 53.7197 | 70441.99 | 64363.016 | 61664.605 | 0 | 0 | 61245.37 | 717.1555 | 0 | 0 | 0 | 0 | 61245.37 | 717.1555 | 59709.934 | 59411.3828
3037 | 2021-05-07 12:00 | 605.0833 |  | 180.0167 | 23.1314 | 2.8388 | 0.2 | 42.4134 | 347.9584 | 46.8651 | 0 |  | 605.0833 | 430.1479 | 183.097 | 0.14001 | 430.1479 | 183.097 | 0.12404 | 420.1444 | 174.1352 | 0 | 582.394 | 582.4014 | 67124 | 53.9462 | 67285.45 | 61413.586 | 58941.047 | 0 | 0 | 58550.598 | 712.7043 | 0 | 0 | 0 | 0 | 58550.598 | 712.7043 | 57073.887 | 56788.5156
3038 | 2021-05-07 13:00 | 530.9667 |  | 172.2167 | 23.5974 | 3.1758 | 0.2 | 37.7211 | 330.198 | 51.4789 | 0 |  | 530.9667 | 364.4079 | 175.3363 | 0.12286 | 364.4079 | 175.3363 | 0.10885 | 353.3099 | 166.7557 | 0 | 509.6643 | 509.7041 | 58744.73 | 50.1554 | 58762.516 | 54298.062 | 52016.54 | 0 | 0 | 51721.22 | 725.2792 | 0 | 0 | 0 | 0 | 51721.22 | 725.2792 | 50396.97 | 50144.9805
3039 | 2021-05-07 14:00 | 417.9333 |  | 132.3333 | 23.5691 | 2.5775 | 0.2 | 29.8411 | 315.7371 | 59.3685 | 0 |  | 417.9333 | 291.7996 | 135.1442 | 0.096704 | 291.7996 | 135.1442 | 0.085676 | 277.6916 | 128.5321 | 0 | 398.0993 | 398.2465 | 45899.26 | 44.8922 | 45676.01 | 42914.613 | 41093.4 | 0 | 0 | 40911.496 | 734.0372 | 0 | 0 | 0 | 0 | 40911.496 | 734.0372 | 39839.25 | 39640.0508
3040 | 2021-05-07 15:00 | 263.6 |  | 101.0667 | 22.9267 | 2.7242 | 0.2 | 19.8521 | 304.365 | 69.4054 | 0 |  | 263.6 | 168.0096 | 102.9861 | 0.060993 | 168.0096 | 102.9861 | 0.054037 | 152.4795 | 97.9482 | 0 | 245.4191 | 245.2424 | 28265.467 | 35.9703 | 27723.846 | 26778.701 | 25238.602 | 0 | 0 | 25172.979 | 753.7371 | 0 | 0 | 0 | 0 | 25172.979 | 753.7371 | 24323.03 | 24201.4141
3041 | 2021-05-07 16:00 | 93.7333 |  | 49.9 | 21.6952 | 2.5775 | 0.2 | 8.5446 | 295.244 | 80.7699 | 0 |  | 93.7333 | 47.2339 | 51.259 | 0.021689 | 47.2339 | 51.259 | 0.019215 | 34.8449 | 48.7541 | 0 | 81.927 | 81.7388 | 9420.487 | 26.0717 | 8710.345 | 8671.166 | 7817.1143 | 0 | 0 | 7810.174 | 752.9525 | 0 | 0 | 0 | 0 | 7810.174 | 752.9525 | 6976.269 | 6941.3877
3042 | 2021-05-07 17:00 | 0.35 |  | 0.35 | 20.3315 | 2.3 | 0.2 | -3.5793 | 287.5596 | 89.7545 | 0 |  | 0.35 | 0 | 0.38176 | 8.0985104e-05 | 0 | 0.38176 | 0 | 0 | 0.36306 | 0 | 0.3558 | 0.35581 | 41.007 | 20.3508 | 1.1163 | 1.1111 | 1.108 | 0 | 0 | 1.1079 | 39.2808 | 0 | 0 | 0 | 1.1079 | 0 | 650 | 0 | 0
3043 | 2021-05-07 18:00 | 0 |  | 0 | 19.3316 | 2.4275 | 0.2
3044 | 2021-05-07 19:00 | 0 |  | 0 | 18.3975 | 1.705 | 0.2
3045 | 2021-05-07 20:00 | 0 |  | 0 | 17.4635 | 1.3896 | 0.2
3046 | 2021-05-07 21:00 | 0 |  | 0 | 16.5295 | 1.0783 | 0.2
3047 | 2021-05-07 22:00 | 0 |  | 0 | 15.5997 | 0.62833 | 0.2
3048 | 2021-05-07 23:00 | 0 |  | 0 | 14.703 | 0.375 | 0.2
3049 | 2021-05-08 | 0 |  | 0 | 13.8485 | 0.65792 | 0.2
3050 | 2021-05-08 01:00 | 0 |  | 0 | 12.9809 | 1.5142 | 0.2
3051 | 2021-05-08 02:00 | 0 |  | 0 | 12.1609 | 2.7742 | 0.2
3052 | 2021-05-08 03:00 | 0 |  | 0 | 11.6574 | 1.7704 | 0.2
3053 | 2021-05-08 04:00 | 0 |  | 0 | 11.2256 | 1.3146 | 0.2
3054 | 2021-05-08 05:00 | 0 |  | 0 | 10.9431 | 1.15 | 0.2
3055 | 2021-05-08 06:00 | 2.7333 |  | 2.7333 | 11.1699 | 1.3587 | 0.2 | -0.73711 | 70.5883 | 89.8082 | 0 |  | 2.7333 | 0 | 2.8711 | 0.00063245 | 0 | 2.8711 | 0 | 0 | 2.7305 | 0 | 2.6759 | 2.6759 | 308.4019 | 11.3213 | 62.5571 | 61.7056 | 61.5083 | 0 | 0 | 61.5057 | 291.2497 | 0 | 0 | 0 | 61.5057 | 0 | 650 | 0 | 0
3056 | 2021-05-08 07:00 | 129.8167 |  | 59.3167 | 12.8794 | 1.9579 | 0.2 | 11.203 | 62.6164 | 78.9096 | 0 |  | 129.8167 | 69.7922 | 59.5782 | 0.030038 | 69.7922 | 59.5782 | 0.026612 | 55.1384 | 56.6583 | 0 | 109.5608 | 109.5949 | 12631.32 | 18.9152 | 11908.84 | 12129.896 | 11539.991 | 0 | 0 | 11527.407 | 776.3124 | 0 | 0 | 1.4528 | 0 | 11525.954 | 775.5994 | 10694.123 | 10640.6523
3057 | 2021-05-08 08:00 | 315.3833 |  | 80.1 | 15.2383 | 2.3725 | 0.2 | 22.2211 | 53.031 | 67.7861 | 0 |  | 315.3833 | 235.2064 | 81.2111 | 0.072975 | 235.2064 | 81.2111 | 0.064653 | 215.8595 | 77.2328 | 0 | 287.2305 | 287.2533 | 33106.586 | 30.7627 | 32644.75 | 32078.273 | 30896.068 | 0 | 0 | 30804.383 | 769.3 | 0 | 0 | 0 | 0 | 30804.383 | 769.3 | 29900.295 | 29750.793
3058 | 2021-05-08 09:00 | 499.1833 |  | 81.5667 | 17.4755 | 2.4292 | 0.2 | 31.7548 | 40.9978 | 58.1121 | 0 |  | 499.1833 | 419.1549 | 83.0933 | 0.1155 | 419.1549 | 83.0933 | 0.10233 | 400.4367 | 79.024 | 0 | 469.8715 | 469.8582 | 54151.79 | 42.8034 | 54086.273 | 51212.926 | 49469.094 | 0 | 0 | 49216.062 | 740.6801 | 0 | 0 | 0 | 0 | 49216.062 | 740.6801 | 47949.05 | 47709.3047
3059 | 2021-05-08 10:00 | 575.5833 |  | 135.1167 | 19.2967 | 1.4946 | 0.2 | 38.9396 | 25.7599 | 50.7405 | 0 |  | 575.5833 | 443.3366 | 137.3619 | 0.13318 | 443.3366 | 137.3619 | 0.11799 | 430.4623 | 130.6364 | 0 | 549.8767 | 549.9383 | 63381.69 | 50.229 | 63482.88 | 58677.875 | 56807.45 | 0 | 0 | 56451.496 | 718.3643 | 0 | 0 | 0 | 0 | 56451.496 | 718.3643 | 55021.086 | 54745.9805
3060 | 2021-05-08 11:00 | 609 |  | 177.8833 | 20.6726 | 1.0733 | 0.2 | 42.6766 | 7.4426 | 46.7841 | 0 |  | 609 | 435.0596 | 180.694 | 0.14091 | 435.0596 | 180.694 | 0.12484 | 425.0127 | 171.8482 | 0 | 584.9237 | 584.6639 | 67385.65 | 54.1946 | 67552.93 | 61622.367 | 59355.914 | 0 | 0 | 58959.918 | 712.6894 | 0 | 0 | 0 | 0 | 58959.918 | 712.6894 | 57474.23 | 57186.8594
3061 | 2021-05-08 12:00 | 624.5666 |  | 147.85 | 21.6672 | 1.7079 | 0.2 | 42.1441 | 348.0098 | 47.1344 | 0 |  | 624.5666 | 482.4775 | 150.7467 | 0.14452 | 482.4775 | 150.7467 | 0.12803 | 471.0783 | 143.3689 | 0 | 602.1583 | 602.0333 | 69385.94 | 55.2026 | 69582.664 | 63243.652 | 60748.45 | 0 | 0 | 60327.977 | 708.3731 | 0 | 0 | 0 | 0 | 60327.977 | 708.3731 | 58812.438 | 58518.3789
3062 | 2021-05-08 13:00 | 529.2 |  | 167.2 | 22.1171 | 1.9258 | 0.2 | 37.4727 | 330.3371 | 51.7275 | 0 |  | 529.2 | 367.767 | 170.3003 | 0.12245 | 367.767 | 170.3003 | 0.10848 | 356.4043 | 161.9663 | 0 | 508.0032 | 507.992 | 58547.086 | 50.135 | 58561.53 | 54118.645 | 52035.984 | 0 | 0 | 51739.773 | 723.8122 | 0 | 0 | 0 | 0 | 51739.773 | 723.8122 | 50415.1 | 50163.0273
3063 | 2021-05-08 14:00 | 400.6333 |  | 152.3833 | 22.0189 | 1.6275 | 0.2 | 29.6226 | 315.9227 | 59.5864 | 0 |  | 400.6333 | 253.6955 | 154.8232 | 0.092701 | 253.6955 | 154.8232 | 0.082129 | 241.2682 | 147.2471 | 0 | 380.745 | 380.6917 | 43874.54 | 43.3026 | 43612.746 | 41189.855 | 39507.215 | 0 | 0 | 39339.977 | 736.0968 | 0 | 0 | 0 | 0 | 39339.977 | 736.0968 | 38305.453 | 38113.9258
3064 | 2021-05-08 15:00 | 240.4667 |  | 111.2833 | 21.2469 | 1.5225 | 0.2 | 19.6625 | 304.5712 | 69.5938 | 0 |  | 240.4667 | 133.5914 | 113.2885 | 0.055641 | 133.5914 | 113.2885 | 0.049295 | 121.0746 | 107.7465 | 0 | 224.2446 | 224.119 | 25829.771 | 33.8369 | 25249.324 | 24555.988 | 23221.414 | 0 | 0 | 23166.377 | 757.6333 | 0 | 0 | 0 | 0 | 23166.377 | 757.6333 | 22281.807 | 22170.3965
3065 | 2021-05-08 16:00 | 88.7667 |  | 51.4667 | 19.9932 | 2.2175 | 0.2 | 8.3791 | 295.461 | 80.9338 | 0 |  | 88.7667 | 40.2604 | 52.8498 | 0.020539 | 40.2604 | 52.8498 | 0.018197 | 29.4751 | 50.2672 | 0 | 78.1474 | 78.1776 | 9010.33 | 24.2482 | 8301.855 | 8312.664 | 7516.9126 | 0 | 0 | 7510.714 | 757.6323 | 0 | 0 | 0 | 0 | 7510.714 | 757.6323 | 6687.8384 | 6654.3989
3066 | 2021-05-08 17:00 | 0 |  | 0 | 18.652 | 3.1313 | 0.2
3067 | 2021-05-08 18:00 | 0 |  | 0 | 17.7465 | 3.575 | 0.2
3068 | 2021-05-08 19:00 | 0 |  | 0 | 16.9188 | 3.1921 | 0.2
3069 | 2021-05-08 20:00 | 0 |  | 0 | 16.1027 | 2.6775 | 0.2
3070 | 2021-05-08 21:00 | 0 |  | 0 | 15.3365 | 2.5275 | 0.2
3071 | 2021-05-08 22:00 | 0 |  | 0 | 14.4496 | 2.005 | 0.2
3072 | 2021-05-08 23:00 | 0 |  | 0 | 13.5554 | 1.6708 | 0.2
3073 | 2021-05-09 | 0 |  | 0 | 12.7561 | 2.6483 | 0.2
3074 | 2021-05-09 01:00 | 0 |  | 0 | 11.9611 | 1.8583 | 0.2
3075 | 2021-05-09 02:00 | 0 |  | 0 | 11.2111 | 1.1033 | 0.2
3076 | 2021-05-09 03:00 | 0 |  | 0 | 10.7537 | 0.98792 | 0.2
3077 | 2021-05-09 04:00 | 0 |  | 0 | 10.3625 | 0.87667 | 0.2
3078 | 2021-05-09 05:00 | 0 |  | 0 | 10.1086 | 0.675 | 0.2
3079 | 2021-05-09 06:00 | 2.1667 |  | 2.1667 | 10.357 | 0.81292 | 0.2 | -0.86533 | 70.3526 | 89.8546 | 0 |  | 2.1667 | 0 | 2.2974 | 0.00050134 | 0 | 2.2974 | 0 | 0 | 2.1849 | 0 | 2.1412 | 2.1411 | 246.7765 | 10.4812 | 40.1418 | 39.5624 | 39.4367 | 0 | 0 | 39.435 | 233.1025 | 0 | 0 | 0 | 39.435 | 0 | 650 | 0 | 0
3080 | 2021-05-09 07:00 | 135.45 |  | 53.1333 | 12.1832 | 0.57583 | 0.2 | 11.054 | 62.3893 | 79.0552 | 0 |  | 135.45 | 81.5047 | 53.6157 | 0.031341 | 81.5047 | 53.6157 | 0.027767 | 64.1135 | 50.9881 | 0 | 112.7995 | 112.7907 | 12999.508 | 18.7981 | 12278.255 | 12510.472 | 11867.832 | 0 | 0 | 11854.537 | 775.7952 | 0 | 0 | 0.45131 | 0 | 11854.086 | 775.5858 | 11034.793 | 10979.6191
3081 | 2021-05-09 08:00 | 307.6333 |  | 85.4 | 14.5418 | 0.7225 | 0.2 | 22.0452 | 52.8129 | 67.9585 | 0 |  | 307.6333 | 222.1938 | 86.5364 | 0.071182 | 222.1938 | 86.5364 | 0.063064 | 203.6991 | 82.2972 | 0 | 280.2764 | 280.2998 | 32305.533 | 30.8715 | 31829.67 | 31266.5 | 30090.873 | 0 | 0 | 30003.982 | 766.5738 | 0 | 0 | 0 | 0 | 30003.982 | 766.5738 | 29104.557 | 28959.0352
3082 | 2021-05-09 09:00 | 475.0667 |  | 92.4667 | 16.7785 | 1.1329 | 0.2 | 31.5467 | 40.8 | 58.3168 | 0 |  | 475.0667 | 384.057 | 94.0835 | 0.10992 | 384.057 | 94.0835 | 0.097388 | 366.696 | 89.4759 | 0 | 447.0485 | 447.0452 | 51522.53 | 42.3406 | 51406.992 | 48742.08 | 46913.83 | 0 | 0 | 46687.63 | 744.0999 | 0 | 0 | 0 | 0 | 46687.63 | 744.0999 | 45479.098 | 45251.7031
3083 | 2021-05-09 10:00 | 585.7667 |  | 115.3333 | 18.7387 | 1.7579 | 0.2 | 38.6985 | 25.6112 | 50.9789 | 0 |  | 585.7667 | 473.5529 | 117.3664 | 0.13554 | 473.5529 | 117.3664 | 0.12008 | 459.6092 | 111.6197 | 0 | 559.8043 | 559.6762 | 64504.73 | 49.8439 | 64625.137 | 59816.043 | 57710.26 | 0 | 0 | 57347.54 | 722.6492 | 0 | 0 | 0 | 0 | 57347.54 | 722.6492 | 55897.305 | 55617.8164
3084 | 2021-05-09 11:00 | 638.2167 |  | 142.9333 | 20.3018 | 2.2208 | 0.2 | 42.4127 | 7.3848 | 47.0466 | 0 |  | 638.2167 | 499.8709 | 145.5571 | 0.14767 | 499.8709 | 145.5571 | 0.13083 | 488.1478 | 138.4319 | 0 | 614.0481 | 614.0615 | 70773.31 | 53.7182 | 70991.336 | 64858.938 | 62753.83 | 0 | 0 | 62312.348 | 711.7675 | 0 | 0 | 0 | 0 | 62312.348 | 711.7675 | 60753.883 | 60450.1133
3085 | 2021-05-09 12:00 | 650.7833 |  | 127.2667 | 21.4497 | 2.7467 | 0.2 | 41.8799 | 348.0626 | 47.3987 | 0 |  | 650.7833 | 529.9104 | 129.7963 | 0.15058 | 529.9104 | 129.7963 | 0.13341 | 517.1954 | 123.4434 | 0 | 627.8261 | 627.665 | 72342.836 | 54.7989 | 72581.65 | 66057.2 | 62845.45 | 0 | 0 | 62402.887 | 715.3604 | 0 | 0 | 0 | 0 | 62402.887 | 715.3604 | 60842.477 | 60538.2617
3086 | 2021-05-09 13:00 | 586.4 |  | 86.5 | 22.0948 | 2.9742 | 0.2 | 37.2294 | 330.4752 | 51.9709 | 0 |  | 586.4 | 507.9429 | 88.3708 | 0.13568 | 507.9429 | 88.3708 | 0.12021 | 492.0266 | 84.0456 | 0 | 564.5508 | 564.4631 | 65054.574 | 51.7771 | 65180.984 | 59914.082 | 57842.445 | 0 | 0 | 57469.383 | 716.9089 | 0 | 0 | 0 | 0 | 57469.383 | 716.9089 | 56016.457 | 55736.375
3087 | 2021-05-09 14:00 | 454.3 |  | 75.7667 | 22.1578 | 3.2417 | 0.2 | 29.409 | 316.1062 | 59.7995 | 0 |  | 454.3 | 386.9223 | 77.9046 | 0.10512 | 386.9223 | 77.9046 | 0.093131 | 367.7244 | 74.0938 | 0 | 432.9818 | 433.04 | 49908.45 | 44.6537 | 49761.418 | 46783.4 | 44464.605 | 0 | 0 | 44253.445 | 737.5383 | 0 | 0 | 0 | 0 | 44253.445 | 737.5383 | 43101.89 | 42886.3828
3088 | 2021-05-09 15:00 | 286.1833 |  | 62.4833 | 21.4946 | 4.8504 | 0.2 | 19.4776 | 304.7748 | 69.7776 | 0 |  | 286.1833 | 231.4286 | 64.3896 | 0.066219 | 231.4286 | 64.3896 | 0.058667 | 209.4555 | 61.2408 | 0 | 265.2824 | 265.1296 | 30557.45 | 34.2956 | 30055.215 | 29175.783 | 26996.07 | 0 | 0 | 26920.158 | 758.5918 | 0 | 0 | 0 | 0 | 26920.158 | 758.5918 | 26048.09 | 25917.8496
3089 | 2021-05-09 16:00 | 106.3833 |  | 49.8333 | 20.2158 | 5.5179 | 0.2 | 8.218 | 295.6753 | 81.0932 | 0 |  | 106.3833 | 61.1406 | 51.2749 | 0.024616 | 61.1406 | 51.2749 | 0.021808 | 44.4166 | 48.7689 | 0 | 91.3218 | 91.3349 | 10526.705 | 24.4937 | 9817.148 | 9818.673 | 8753.995 | 0 | 0 | 8745.228 | 761.5513 | 0 | 0 | 0 | 0 | 8745.228 | 761.5513 | 7887.632 | 7848.1938
3090 | 2021-05-09 17:00 | 0.3 |  | 0.3 | 18.7799 | 3.8271 | 0.2 | -3.8688 | 288.0128 | 89.8428 | 0 |  | 0.3 | 0 | 0.32811 | 6.94158e-05 | 0 | 0.32811 | 0 | 0 | 0.31203 | 0 | 0.30579 | 0.30581 | 35.2443 | 18.7953 | 0.82504 | 0.81994 | 0.81736 | 0 | 0 | 0.81733 | 33.6725 | 0 | 0 | 0 | 0.81733 | 0 | 650 | 0 | 0
3091 | 2021-05-09 18:00 | 0 |  | 0 | 17.7999 | 2.4471 | 0.2
3092 | 2021-05-09 19:00 | 0 |  | 0 | 16.9029 | 1.4929 | 0.2
3093 | 2021-05-09 20:00 | 0 |  | 0 | 16.0156 | 1.1267 | 0.2
3094 | 2021-05-09 21:00 | 0 |  | 0 | 15.1677 | 0.96458 | 0.2
3095 | 2021-05-09 22:00 | 0 |  | 0 | 14.2035 | 0.60333 | 0.2
3096 | 2021-05-09 23:00 | 0 |  | 0 | 13.2272 | 0.27583 | 0.2
3097 | 2021-05-10 | 0 |  | 0 | 12.3057 | 0.39833 | 0.2
3098 | 2021-05-10 01:00 | 0 |  | 0 | 11.3592 | 0.84 | 0.2
3099 | 2021-05-10 02:00 | 0 |  | 0 | 10.4613 | 2.4433 | 0.2
3100 | 2021-05-10 03:00 | 0 |  | 0 | 9.9029 | 2.06 | 0.2
3101 | 2021-05-10 04:00 | 0 |  | 0 | 9.4212 | 0.62042 | 0.2
3102 | 2021-05-10 05:00 | 0 |  | 0 | 9.0967 | 0.36125 | 0.2
3103 | 2021-05-10 06:00 | 2.0333 |  | 2.0333 | 9.2791 | 0.64833 | 0.2 | -0.99301 | 70.1223 | 89.9008 | 0 |  | 2.0333 | 0 | 2.1621 | 0.00047048 | 0 | 2.1621 | 0 | 0 | 2.0561 | 0 | 2.015 | 2.015 | 232.2357 | 9.3969 | 35.5573 | 35.005 | 34.9062 | 0 | 0 | 34.9047 | 219.533 | 0 | 0 | 0 | 34.9047 | 0 | 650 | 0 | 0
3104 | 2021-05-10 07:00 | 124.4 |  | 57.0167 | 10.9185 | 0.78458 | 0.2 | 10.9058 | 62.1678 | 79.2 | 0 |  | 124.4 | 66.7304 | 57.2793 | 0.028784 | 66.7304 | 57.2793 | 0.025502 | 52.2591 | 54.4721 | 0 | 104.5965 | 104.6153 | 12057.152 | 16.996 | 11333.328 | 11610.263 | 11101.553 | 0 | 0 | 11089.987 | 780.8664 | 0 | 0 | 3.0122 | 0 | 11086.975 | 778.8267 | 10241.503 | 10190.2959
3105 | 2021-05-10 08:00 | 312.7833 |  | 73 | 13.2267 | 1.4062 | 0.2 | 21.8707 | 52.6008 | 68.1295 | 0 |  | 312.7833 | 239.7762 | 74.0705 | 0.072374 | 239.7762 | 74.0705 | 0.06412 | 219.5805 | 70.442 | 0 | 284.2221 | 284.248 | 32760.809 | 29.2792 | 32292.914 | 31875.598 | 30639.67 | 0 | 0 | 30550.12 | 772.7292 | 0 | 0 | 0 | 0 | 30550.12 | 772.7292 | 29647.404 | 29499.166
3106 | 2021-05-10 09:00 | 466.6167 |  | 95.4667 | 15.4235 | 2.1933 | 0.2 | 31.3409 | 40.6086 | 58.5193 | 0 |  | 466.6167 | 372.6093 | 97.1041 | 0.10797 | 372.6093 | 97.1041 | 0.095656 | 355.5612 | 92.3486 | 0 | 438.9516 | 439.0134 | 50597.7 | 39.3439 | 50464.477 | 48304.168 | 46562.25 | 0 | 0 | 46342.32 | 749.3311 | 0 | 0 | 0 | 0 | 46342.32 | 749.3311 | 45141.83 | 44916.1211
3107 | 2021-05-10 10:00 | 575.8333 |  | 121.95 | 17.307 | 2.8483 | 0.2 | 38.4607 | 25.4688 | 51.2139 | 0 |  | 575.8333 | 456.9449 | 124.1005 | 0.13324 | 456.9449 | 124.1005 | 0.11804 | 443.3051 | 118.0245 | 0 | 550.103 | 550.0651 | 63398.19 | 46.3983 | 63499.9 | 59439.72 | 57436.766 | 0 | 0 | 57084.99 | 731.4611 | 0 | 0 | 0 | 0 | 57084.99 | 731.4611 | 55640.555 | 55362.3516
3108 | 2021-05-10 11:00 | 636.5666 |  | 126.5 | 18.8182 | 2.7242 | 0.2 | 42.1534 | 7.3314 | 47.3047 | 0 |  | 636.5666 | 514.8499 | 128.8384 | 0.14729 | 514.8499 | 128.8384 | 0.13049 | 502.5911 | 122.5313 | 0 | 612.62 | 612.6528 | 70609.3 | 51.4031 | 70824.8 | 65210.746 | 62666.074 | 0 | 0 | 62238.78 | 720.3055 | 0 | 0 | 0 | 0 | 62238.78 | 720.3055 | 60681.902 | 60378.4922
3109 | 2021-05-10 12:00 | 630.2333 |  | 123.9167 | 19.8706 | 3.0017 | 0.2 | 41.621 | 348.1168 | 47.6578 | 0 |  | 630.2333 | 512.5648 | 126.4252 | 0.14583 | 512.5648 | 126.4252 | 0.1292 | 500.0783 | 120.2374 | 0 | 607.9093 | 607.7107 | 70040.42 | 51.7871 | 70246.95 | 64592.01 | 62412.453 | 0 | 0 | 61982.598 | 718.6929 | 0 | 0 | 0 | 0 | 61982.598 | 718.6929 | 60431.24 | 60129.082
3110 | 2021-05-10 13:00 | 560.9167 |  | 112.3167 | 20.4134 | 2.5104 | 0.2 | 36.9914 | 330.6122 | 52.2091 | 0 |  | 560.9167 | 455.8877 | 114.8454 | 0.12979 | 455.8877 | 114.8454 | 0.11499 | 441.4041 | 109.2255 | 0 | 539.617 | 539.5668 | 62187.15 | 49.3916 | 62265.07 | 57681.26 | 55180.453 | 0 | 0 | 54850.383 | 727.8886 | 0 | 0 | 0 | 0 | 54850.383 | 727.8886 | 53455.625 | 53188.3477
3111 | 2021-05-10 14:00 | 435.1167 |  | 91.2667 | 20.4177 | 3.47 | 0.2 | 29.2004 | 316.2874 | 60.0076 | 0 |  | 435.1167 | 351.5472 | 93.6681 | 0.10068 | 351.5472 | 93.6681 | 0.089198 | 333.8844 | 89.0864 | 0 | 414.5114 | 414.2875 | 47748.46 | 41.717 | 47560.426 | 45144.56 | 42883.297 | 0 | 0 | 42692.45 | 746.0903 | 0 | 0 | 0 | 0 | 42692.45 | 746.0903 | 41577.785 | 41369.8945
3112 | 2021-05-10 15:00 | 273.6333 |  | 71.1833 | 19.7354 | 3.3904 | 0.2 | 19.2974 | 304.9756 | 69.9566 | 0 |  | 273.6333 | 209.5301 | 73.2447 | 0.063315 | 209.5301 | 73.2447 | 0.056094 | 189.3761 | 69.6633 | 0 | 253.8587 | 253.7987 | 29251.65 | 32.831 | 28727.473 | 28013.977 | 26277.533 | 0 | 0 | 26205.477 | 757.1367 | 0 | 0 | 0 | 0 | 26205.477 | 757.1367 | 25341.877 | 25215.168
3113 | 2021-05-10 16:00 | 99.2833 |  | 53.2 | 18.4747 | 2.9792 | 0.2 | 8.0615 | 295.8866 | 81.2481 | 0 |  | 99.2833 | 49.9085 | 54.6101 | 0.022973 | 49.9085 | 54.6101 | 0.020353 | 35.9733 | 51.9415 | 0 | 86.1565 | 86.2262 | 9938.024 | 23.0079 | 9228.109 | 9271.95 | 8318.643 | 0 | 0 | 8310.885 | 760.9887 | 0 | 0 | 0 | 0 | 8310.885 | 760.9887 | 7462.2686 | 7424.957
3114 | 2021-05-10 17:00 | 0.33333 |  | 0.33333 | 17.1038 | 2.3446 | 0.2 | -4.0068 | 288.2349 | 89.8727 | 0 |  | 0.33333 | 0 | 0.36463 | 7.7127894e-05 | 0 | 0.36463 | 0 | 0 | 0.34677 | 0 | 0.33983 | 0.33983 | 39.1652 | 17.1222 | 1.0179 | 1.0099 | 1.0075 | 0 | 0 | 1.0074 | 37.4509 | 0 | 0 | 0 | 1.0074 | 0 | 650 | 0 | 0
3115 | 2021-05-10 18:00 | 0 |  | 0 | 16.3194 | 1.3333 | 0.2
3116 | 2021-05-10 19:00 | 0 |  | 0 | 15.6478 | 0.51625 | 0.2
3117 | 2021-05-10 20:00 | 0 |  | 0 | 15.009 | 0.38792 | 0.2
3118 | 2021-05-10 21:00 | 0 |  | 0 | 14.2791 | 0.34917 | 0.2
3119 | 2021-05-10 22:00 | 0 |  | 0 | 13.5321 | 0.56125 | 0.2
3120 | 2021-05-10 23:00 | 0 |  | 0 | 12.8127 | 0.53958 | 0.2
3121 | 2021-05-11 | 0 |  | 0 | 12.2671 | 0.23708 | 0.2
3122 | 2021-05-11 01:00 | 0 |  | 0 | 11.7641 | 0.59833 | 0.2
3123 | 2021-05-11 02:00 | 0 |  | 0 | 11.2948 | 0.68292 | 0.2
3124 | 2021-05-11 03:00 | 0 |  | 0 | 11.0198 | 1.6079 | 0.2
3125 | 2021-05-11 04:00 | 0 |  | 0 | 10.7887 | 1.5896 | 0.2
3126 | 2021-05-11 05:00 | 0 |  | 0 | 10.6512 | 1.3508 | 0.2
3127 | 2021-05-11 06:00 | 2.1 |  | 2.1 | 10.9287 | 1.3871 | 0.2 | -1.1201 | 69.8974 | 89.9466 | 0 |  | 2.1 | 0 | 2.2322 | 0.00048591 | 0 | 2.2322 | 0 | 0 | 2.1229 | 0 | 2.0804 | 2.0804 | 239.7747 | 11.0463 | 37.8966 | 37.3703 | 37.2608 | 0 | 0 | 37.2592 | 226.3781 | 0 | 0 | 0 | 37.2592 | 0 | 650 | 0 | 0
3128 | 2021-05-11 07:00 | 124.1667 |  | 56.2667 | 12.6851 | 1.4242 | 0.2 | 10.7586 | 61.9519 | 79.3439 | 0 |  | 124.1667 | 67.2539 | 56.5291 | 0.02873 | 67.2539 | 56.5291 | 0.025454 | 52.4295 | 53.7587 | 0 | 104.0644 | 104.0591 | 11993.022 | 18.5569 | 11269.055 | 11491.105 | 10898.063 | 0 | 0 | 10886.921 | 779.1697 | 0 | 0 | 0 | 0 | 10886.921 | 779.1697 | 10036.424 | 9986.2422
3129 | 2021-05-11 08:00 | 285.4833 |  | 101.5833 | 14.9776 | 1.6708 | 0.2 | 21.6978 | 52.3948 | 68.2992 | 0 |  | 285.4833 | 183.9215 | 102.3924 | 0.066057 | 183.9215 | 102.3924 | 0.058524 | 168.2467 | 97.3764 | 0 | 260.3106 | 260.3273 | 30004.25 | 29.5032 | 29488.895 | 29087.111 | 27896.553 | 0 | 0 | 27821.607 | 769.998 | 0 | 0 | 0 | 0 | 27821.607 | 769.998 | 26940 | 26805.3008
3130 | 2021-05-11 09:00 | 455.5833 |  | 109.55 | 17.2191 | 2.3933 | 0.2 | 31.1375 | 40.4236 | 58.7195 | 0 |  | 455.5833 | 347.4362 | 111.2551 | 0.10542 | 347.4362 | 111.2551 | 0.093394 | 331.3486 | 105.8066 | 0 | 428.4121 | 428.4235 | 49375.242 | 40.3511 | 49218.58 | 46961.098 | 45239.562 | 0 | 0 | 45027.902 | 745.7235 | 0 | 0 | 0 | 0 | 45027.902 | 745.7235 | 43858.15 | 43638.8594
3131 | 2021-05-11 10:00 | 580.8833 |  | 107.5 | 19.3059 | 3.1208 | 0.2 | 38.2265 | 25.3324 | 51.4456 | 0 |  | 580.8833 | 476.6298 | 109.4857 | 0.13441 | 476.6298 | 109.4857 | 0.11908 | 462.2095 | 104.125 | 0 | 555.0078 | 554.9213 | 63956.457 | 48.2923 | 64067.824 | 59605.266 | 57547.207 | 0 | 0 | 57194.797 | 730.4824 | 0 | 0 | 0 | 0 | 57194.797 | 730.4824 | 55747.938 | 55469.1953
3132 | 2021-05-11 11:00 | 635.9167 |  | 121.6667 | 21.0021 | 3.6158 | 0.2 | 41.8987 | 7.2822 | 47.5582 | 0 |  | 635.9167 | 519.131 | 123.9768 | 0.14714 | 519.131 | 123.9768 | 0.13036 | 506.5852 | 117.9077 | 0 | 612.0031 | 611.8062 | 70512.414 | 52.2483 | 70727.33 | 64945.387 | 62300.016 | 0 | 0 | 61873.492 | 718.5499 | 0 | 0 | 0 | 0 | 61873.492 | 718.5499 | 60324.484 | 60022.8633
3133 | 2021-05-11 12:00 | 640.3833 |  | 104.1667 | 22.2103 | 5.0933 | 0.2 | 41.3673 | 348.1723 | 47.9116 | 0 |  | 640.3833 | 542.9011 | 106.4973 | 0.14818 | 542.9011 | 106.4973 | 0.13128 | 529.478 | 101.2853 | 0 | 618.148 | 618.2861 | 71259.07 | 51.7343 | 71481.93 | 65732.42 | 63177.734 | 0 | 0 | 62724.758 | 710.2831 | 0 | 0 | 0 | 0 | 62724.758 | 710.2831 | 61154.293 | 60848.5234
3134 | 2021-05-11 13:00 | 565.45 |  | 98.7333 | 22.8652 | 4.9912 | 0.2 | 36.7587 | 330.7482 | 52.442 | 0 |  | 565.45 | 474.3707 | 101.1261 | 0.13084 | 474.3707 | 101.1261 | 0.11592 | 459.0952 | 96.1779 | 0 | 544.1677 | 544.1461 | 62713.656 | 48.9699 | 62800.73 | 58266.137 | 56069.46 | 0 | 0 | 55725.668 | 724.227 | 0 | 0 | 0 | 0 | 55725.668 | 724.227 | 54311.387 | 54039.832
3135 | 2021-05-11 14:00 | 443.5 |  | 77 | 22.9527 | 4.5163 | 0.2 | 28.9969 | 316.4664 | 60.2106 | 0 |  | 443.5 | 374.7852 | 79.16 | 0.10262 | 374.7852 | 79.16 | 0.090917 | 355.7225 | 75.2877 | 0 | 422.39 | 422.333 | 48674.207 | 43.6563 | 48503.8 | 45755.184 | 43818.59 | 0 | 0 | 43613.316 | 737.329 | 0 | 0 | 0 | 0 | 43613.316 | 737.329 | 42476.855 | 42264.4727
3136 | 2021-05-11 15:00 | 274.3833 |  | 65.2333 | 22.2901 | 4.1517 | 0.2 | 19.122 | 305.1737 | 70.1308 | 0 |  | 274.3833 | 216.5523 | 67.2091 | 0.063488 | 216.5523 | 67.2091 | 0.056248 | 195.4564 | 63.9231 | 0 | 254.1919 | 254.127 | 29289.375 | 34.9563 | 28766.031 | 27864.16 | 26166.951 | 0 | 0 | 26095.498 | 752.6392 | 0 | 0 | 0 | 0 | 26095.498 | 752.6392 | 25233.273 | 25107.1055
3137 | 2021-05-11 16:00 | 94.0667 |  | 49.5833 | 21.0077 | 3.8946 | 0.2 | 7.9096 | 296.095 | 81.3983 | 0 |  | 94.0667 | 48.2578 | 50.9601 | 0.021766 | 48.2578 | 50.9601 | 0.019283 | 34.508 | 48.4701 | 0 | 81.3186 | 81.2645 | 9366.072 | 25.1058 | 8658.898 | 8644.443 | 7760.5586 | 0 | 0 | 7753.5825 | 751.3604 | 0 | 0 | 0 | 0 | 7753.5825 | 751.3604 | 6921.634 | 6887.0254
3138 | 2021-05-11 17:00 | 0.25 |  | 0.25 | 19.5945 | 2.4987 | 0.2 | -4.1403 | 288.4539 | 89.8931 | 0 |  | 0.25 | 0 | 0.27396 | 5.78465e-05 | 0 | 0.27396 | 0 | 0 | 0.26054 | 0 | 0.25533 | 0.25533 | 29.4274 | 19.6083 | 0.57502 | 0.57193 | 0.57041 | 0 | 0 | 0.57038 | 28.1353 | 0 | 0 | 0 | 0.57038 | 0 | 650 | 0 | 0
3139 | 2021-05-11 18:00 | 0 |  | 0 | 18.6017 | 1.5775 | 0.2
3140 | 2021-05-11 19:00 | 0 |  | 0 | 17.6847 | 1.6879 | 0.2
3141 | 2021-05-11 20:00 | 0 |  | 0 | 16.7677 | 1.3404 | 0.2
3142 | 2021-05-11 21:00 | 0 |  | 0 | 15.8583 | 1.15 | 0.2
3143 | 2021-05-11 22:00 | 0 |  | 0 | 14.9771 | 1.2258 | 0.2
3144 | 2021-05-11 23:00 | 0 |  | 0 | 13.9786 | 0.89125 | 0.2
3145 | 2021-05-12 | 0 |  | 0 | 12.8828 | 0.4525 | 0.2
3146 | 2021-05-12 01:00 | 0 |  | 0 | 11.6904 | 0.36125 | 0.2
3147 | 2021-05-12 02:00 | 0 |  | 0 | 10.5493 | 0.6725 | 0.2
3148 | 2021-05-12 03:00 | 0 |  | 0 | 9.818 | 0.78958 | 0.2
3149 | 2021-05-12 04:00 | 0 |  | 0 | 9.1793 | 0.29042 | 0.2
3150 | 2021-05-12 05:00 | 0 |  | 0 | 8.7273 | 0.23625 | 0.2
3151 | 2021-05-12 06:00 | 1.8667 |  | 1.8667 | 8.8073 | 0.55792 | 0.2 | -1.2465 | 69.6779 | 89.9922 | 0 |  | 1.8667 | 0 | 1.993 | 0.00043192 | 0 | 1.993 | 0 | 0 | 1.8953 | 0 | 1.8574 | 1.8574 | 214.081 | 8.9164 | 30.2503 | 29.7667 | 29.6668 | 0 | 0 | 29.6655 | 202.6274 | 0 | 0 | 0 | 29.6655 | 0 | 650 | 0 | 0
3152 | 2021-05-12 07:00 | 131.2 |  | 49.35 | 10.231 | 1.1725 | 0.2 | 10.6123 | 61.7418 | 79.4869 | 0 |  | 131.2 | 81.0852 | 49.8233 | 0.030358 | 81.0852 | 49.8233 | 0.026896 | 62.9172 | 47.3816 | 0 | 108.0928 | 108.1162 | 12460.659 | 16.402 | 11737.823 | 12045.533 | 11472.45 | 0 | 0 | 11460.258 | 783.4964 | 0 | 0 | 11.8417 | 0 | 11448.416 | 777.8531 | 10613.914 | 10560.8447
3153 | 2021-05-12 08:00 | 307.1 |  | 73.9167 | 12.1787 | 1.15 | 0.2 | 21.5264 | 52.1949 | 68.4673 | 0 |  | 307.1 | 233.2443 | 74.9949 | 0.071059 | 233.2443 | 74.9949 | 0.062955 | 213.1316 | 71.3212 | 0 | 278.7637 | 278.7923 | 32131.74 | 28.1077 | 31652.85 | 31354.846 | 29875.17 | 0 | 0 | 29790.705 | 777.0752 | 0 | 0 | 0.56255 | 0 | 29790.143 | 776.2526 | 28892.133 | 28747.6719
3154 | 2021-05-12 09:00 | 471.6833 |  | 95.9 | 14.1516 | 1.1896 | 0.2 | 30.9365 | 40.245 | 58.9175 | 0 |  | 471.6833 | 377.3522 | 97.542 | 0.10914 | 377.3522 | 97.542 | 0.096694 | 359.6713 | 92.7651 | 0 | 443.3876 | 443.3821 | 51101.098 | 39.439 | 50977.523 | 48783.195 | 46891.547 | 0 | 0 | 46669.617 | 750.8179 | 0 | 0 | 0 | 0 | 46669.617 | 750.8179 | 45461.504 | 45234.1953
3155 | 2021-05-12 10:00 | 588.95 |  | 98.7167 | 15.794 | 0.72667 | 0.2 | 37.9959 | 25.202 | 51.6737 | 0 |  | 588.95 | 493.65 | 100.6327 | 0.13627 | 493.65 | 100.6327 | 0.12073 | 478.5153 | 95.7056 | 0 | 562.7364 | 562.7192 | 64855.043 | 48.5706 | 64981.258 | 60394.406 | 58579.438 | 0 | 0 | 58206.316 | 723.7461 | 0 | 0 | 0 | 0 | 58206.316 | 723.7461 | 56737.16 | 56453.4766
3156 | 2021-05-12 11:00 | 651 |  | 96.4833 | 17.0856 | 0.88542 | 0.2 | 41.6488 | 7.2372 | 47.8071 | 0 |  | 651 | 559.842 | 98.1935 | 0.15063 | 559.842 | 98.1935 | 0.13345 | 546.1138 | 93.386 | 0 | 626.7097 | 626.881 | 72249.78 | 53.3367 | 72488 | 66304.24 | 64114.613 | 0 | 0 | 63655.617 | 714.848 | 0 | 0 | 0 | 0 | 63655.617 | 714.848 | 62051.99 | 61741.7266
3157 | 2021-05-12 12:00 | 652.05 |  | 88.55 | 17.9782 | 1.2312 | 0.2 | 41.1189 | 348.2292 | 48.1601 | 0 |  | 652.05 | 570.5944 | 90.3098 | 0.15088 | 570.5944 | 90.3098 | 0.13367 | 556.2805 | 85.889 | 0 | 629.3261 | 629.3588 | 72534.93 | 53.8044 | 72775.63 | 66449.35 | 63870.742 | 0 | 0 | 63411.637 | 712.6359 | 0 | 0 | 0 | 0 | 63411.637 | 712.6359 | 61816.727 | 61507.6406
3158 | 2021-05-12 13:00 | 570.7167 |  | 89.3667 | 18.3999 | 2.2321 | 0.2 | 36.5314 | 330.8831 | 52.6695 | 0 |  | 570.7167 | 489.3173 | 91.6406 | 0.13206 | 489.3173 | 91.6406 | 0.117 | 473.3515 | 87.1567 | 0 | 549.298 | 549.3798 | 63317.617 | 48.2811 | 63414.19 | 58952.484 | 56226.258 | 0 | 0 | 55885.758 | 730.6326 | 0 | 0 | 0 | 0 | 55885.758 | 730.6326 | 54467.914 | 54195.5742
3159 | 2021-05-12 14:00 | 440.1 |  | 76.75 | 18.3234 | 2.4725 | 0.2 | 28.7985 | 316.643 | 60.4085 | 0 |  | 440.1 | 371.6433 | 78.9077 | 0.10183 | 371.6433 | 78.9077 | 0.09022 | 352.5125 | 75.0478 | 0 | 419.0091 | 418.948 | 48284.992 | 40.8624 | 48107.207 | 45784.25 | 43371.48 | 0 | 0 | 43176.848 | 749.6289 | 0 | 0 | 0 | 0 | 43176.848 | 749.6289 | 42050.703 | 41840.4531
3160 | 2021-05-12 15:00 | 271.15 |  | 63.3 | 17.6176 | 2.8742 | 0.2 | 18.9514 | 305.3691 | 70.3003 | 0 |  | 271.15 | 215.2927 | 65.246 | 0.06274 | 215.2927 | 65.246 | 0.055585 | 194.0574 | 62.0561 | 0 | 250.9912 | 250.7518 | 28900.15 | 30.8635 | 28370.332 | 27832.41 | 26061.852 | 0 | 0 | 25992.229 | 765.9669 | 0 | 0 | 0 | 0 | 25992.229 | 765.9669 | 25131.31 | 25005.6543
3161 | 2021-05-12 16:00 | 94.35 |  | 46.3833 | 16.4128 | 2.8571 | 0.2 | 7.7624 | 296.3004 | 81.5439 | 0 |  | 94.35 | 52.1259 | 47.8081 | 0.021831 | 52.1259 | 47.8081 | 0.019342 | 36.9755 | 45.4719 | 0 | 80.7985 | 80.7036 | 9301.465 | 20.6793 | 8596.387 | 8698.546 | 7731.924 | 0 | 0 | 7725.11 | 763.3302 | 0 | 0 | 0 | 0 | 7725.11 | 763.3302 | 6894.1675 | 6859.6968
3162 | 2021-05-12 17:00 | 0 |  | 0 | 15.1562 | 3.7179 | 0.2
3163 | 2021-05-12 18:00 | 0 |  | 0 | 14.2555 | 1.7962 | 0.2
3164 | 2021-05-12 19:00 | 0 |  | 0 | 13.4171 | 2.0596 | 0.2
3165 | 2021-05-12 20:00 | 0 |  | 0 | 12.5788 | 1.9775 | 0.2
3166 | 2021-05-12 21:00 | 0 |  | 0 | 11.7405 | 1.7 | 0.2
3167 | 2021-05-12 22:00 | 0 |  | 0 | 10.9022 | 2.045 | 0.2
3168 | 2021-05-12 23:00 | 0 |  | 0 | 10.1306 | 2.5517 | 0.2
3169 | 2021-05-13 | 0 |  | 0 | 9.7767 | 1.6946 | 0.2
3170 | 2021-05-13 01:00 | 0 |  | 0 | 9.5167 | 1.37 | 0.2
3171 | 2021-05-13 02:00 | 0 |  | 0 | 9.2779 | 2.7375 | 0.2
3172 | 2021-05-13 03:00 | 0 |  | 0 | 9.1464 | 3.8838 | 0.2
3173 | 2021-05-13 04:00 | 0 |  | 0 | 9.0392 | 3.6671 | 0.2
3174 | 2021-05-13 05:00 | 0 |  | 0 | 8.9861 | 2.9696 | 0.2
3175 | 2021-05-13 06:00 | 1.65 |  | 1.65 | 9.3031 | 2.1533 | 0.2 | -1.3723 | 69.4639 | 90 | 0 |  | 1.65 | 0 | 1.7681 | 0.00038179 | 0 | 1.7681 | 0 | 0 | 1.6815 | 0 | 1.6478 | 1.6478 | 189.9171 | 9.393 | 23.8084 | 23.4386 | 23.3795 | 0 | 0 | 23.3785 | 179.5317 | 0 | 0 | 0 | 23.3785 | 0 | 650 | 0 | 0
3176 | 2021-05-13 07:00 | 132.0833 |  | 49.2167 | 11.2653 | 2.1017 | 0.2 | 10.4671 | 61.5374 | 79.629 | 0 |  | 132.0833 | 82.1064 | 49.6878 | 0.030562 | 82.1064 | 49.6878 | 0.027077 | 63.4049 | 47.2527 | 0 | 108.4445 | 108.4835 | 12502.936 | 17.2009 | 11780.248 | 12060.154 | 11459.18 | 0 | 0 | 11446.866 | 779.4442 | 0 | 0 | 6.5977 | 0 | 11440.269 | 776.4963 | 10605.492 | 10552.4648
3177 | 2021-05-13 08:00 | 318.1167 |  | 57.0167 | 13.9002 | 1.8225 | 0.2 | 21.3566 | 52.0011 | 68.6339 | 0 |  | 318.1167 | 261.2058 | 58.0667 | 0.073608 | 261.2058 | 58.0667 | 0.065213 | 238.4176 | 55.2223 | 0 | 287.7672 | 287.7643 | 33165.9 | 29.8463 | 32705.184 | 32226.871 | 30678.34 | 0 | 0 | 30589.008 | 776.062 | 0 | 0 | 0 | 0 | 30589.008 | 776.062 | 29686.076 | 29537.6445
3178 | 2021-05-13 09:00 | 477.6333 |  | 71.25 | 16.3891 | 2.5967 | 0.2 | 30.738 | 40.0729 | 59.1129 | 0 |  | 477.6333 | 408.1285 | 72.6806 | 0.11052 | 408.1285 | 72.6806 | 0.097914 | 388.7802 | 69.1214 | 0 | 448.7436 | 448.7315 | 51717.008 | 40.3945 | 51605.195 | 49235.445 | 47538.098 | 0 | 0 | 47307.84 | 745.0492 | 0 | 0 | 0 | 0 | 47307.84 | 745.0492 | 46084.9 | 45854.4727
3179 | 2021-05-13 10:00 | 599.25 |  | 76.0333 | 18.5676 | 2.5483 | 0.2 | 37.7689 | 25.0777 | 51.8983 | 0 |  | 599.25 | 526.9206 | 77.4819 | 0.13866 | 526.9206 | 77.4819 | 0.12285 | 510.5536 | 73.6879 | 0 | 572.5567 | 572.4191 | 65973.9 | 49.2571 | 66118.91 | 61318.703 | 58893.79 | 0 | 0 | 58510.37 | 716.0953 | 0 | 0 | 0 | 0 | 58510.37 | 716.0953 | 57034.54 | 56749.3672
3180 | 2021-05-13 11:00 | 651.9167 |  | 93.7333 | 20.3465 | 2.9758 | 0.2 | 41.4036 | 7.1963 | 48.0512 | 0 |  | 651.9167 | 563.6057 | 95.4268 | 0.15084 | 563.6057 | 95.4268 | 0.13364 | 549.5863 | 90.7548 | 0 | 627.5343 | 627.4725 | 72316.35 | 53.3396 | 72556.84 | 66377.68 | 63938.3 | 0 | 0 | 63479.69 | 711.0403 | 0 | 0 | 0 | 0 | 63479.69 | 711.0403 | 61882.35 | 61572.9375
3181 | 2021-05-13 12:00 | 668.1667 |  | 71.1667 | 21.6185 | 2.2204 | 0.2 | 40.876 | 348.2872 | 48.4032 | 0 |  | 668.1667 | 604.5891 | 72.7179 | 0.1546 | 604.5891 | 72.7179 | 0.13697 | 589.2059 | 69.1583 | 0 | 645.197 | 644.9786 | 74334.54 | 56.718 | 74599.875 | 67455.65 | 65213.83 | 0 | 0 | 64727.258 | 704.8535 | 0 | 0 | 0 | 0 | 64727.258 | 704.8535 | 63085.086 | 62769.6602
3182 | 2021-05-13 13:00 | 587.5666 |  | 84.65 | 22.3265 | 1.5492 | 0.2 | 36.3095 | 331.0169 | 52.8916 | 0 |  | 587.5666 | 511.3163 | 86.517 | 0.13595 | 511.3163 | 86.517 | 0.12045 | 494.4166 | 82.2827 | 0 | 565.1653 | 565.0054 | 65118.152 | 54.0274 | 65245.38 | 59513.645 | 57377.34 | 0 | 0 | 57003.637 | 711.083 | 0 | 0 | 0 | 0 | 57003.637 | 711.083 | 55561 | 55283.1953
3183 | 2021-05-13 14:00 | 460.5667 |  | 64.6167 | 22.4334 | 2.1612 | 0.2 | 28.6053 | 316.8174 | 60.6013 | 0 |  | 460.5667 | 405.0725 | 66.3373 | 0.10657 | 405.0725 | 66.3373 | 0.094415 | 383.9757 | 63.0913 | 0 | 438.1257 | 437.965 | 50476.516 | 46.3316 | 50340.105 | 47073.418 | 44837.348 | 0 | 0 | 44616.645 | 728.3799 | 0 | 0 | 0 | 0 | 44616.645 | 728.3799 | 43456.543 | 43239.2617
3184 | 2021-05-13 15:00 | 284.9667 |  | 52.45 | 21.7581 | 1.6792 | 0.2 | 18.7858 | 305.5615 | 70.4648 | 0 |  | 284.9667 | 240.9382 | 54.2075 | 0.065937 | 240.9382 | 54.2075 | 0.058418 | 216.8835 | 51.5571 | 0 | 263.0719 | 263.3266 | 30349.293 | 36.4455 | 29844.54 | 28759.604 | 26640.146 | 0 | 0 | 26564.275 | 748.5236 | 0 | 0 | 0 | 0 | 26564.275 | 748.5236 | 25696.324 | 25567.8438
3185 | 2021-05-13 16:00 | 101.9667 |  | 47.3667 | 20.4065 | 1.7763 | 0.2 | 7.62 | 296.5027 | 81.6849 | 0 |  | 101.9667 | 59.4365 | 48.7648 | 0.023594 | 59.4365 | 48.7648 | 0.020903 | 41.8203 | 46.3817 | 0 | 86.438 | 86.407 | 9958.574 | 25.2047 | 9253.074 | 9228.646 | 8165.534 | 0 | 0 | 8157.6836 | 754.8929 | 0 | 0 | 0 | 0 | 8157.6836 | 754.8929 | 7313.0723 | 7276.5073
3186 | 2021-05-13 17:00 | 0.16667 |  | 0.16667 | 18.915 | 3.8167 | 0.2 | -4.3935 | 288.8823 | 89.9317 | 0 |  | 0.16667 | 0 | 0.18306 | 3.8565104e-05 | 0 | 0.18306 | 0 | 0 | 0.17409 | 0 | 0.1706 | 0.17061 | 19.6637 | 18.9236 | 0.25695 | 0.25539 | 0.2546 | 0 | 0 | 0.25459 | 18.8027 | 0 | 0 | 0 | 0.25459 | 0 | 650 | 0 | 0
3187 | 2021-05-13 18:00 | 0 |  | 0 | 17.9836 | 3.4921 | 0.2
3188 | 2021-05-13 19:00 | 0 |  | 0 | 17.1529 | 2.9721 | 0.2
3189 | 2021-05-13 20:00 | 0 |  | 0 | 16.3222 | 1.3592 | 0.2
3190 | 2021-05-13 21:00 | 0 |  | 0 | 15.4957 | 1.0129 | 0.2
3191 | 2021-05-13 22:00 | 0 |  | 0 | 14.6815 | 1.0121 | 0.2
3192 | 2021-05-13 23:00 | 0 |  | 0 | 13.7659 | 1.1233 | 0.2
3193 | 2021-05-14 | 0 |  | 0 | 12.7162 | 1.3613 | 0.2
3194 | 2021-05-14 01:00 | 0 |  | 0 | 11.5881 | 1.4 | 0.2
3195 | 2021-05-14 02:00 | 0 |  | 0 | 10.5136 | 1.3879 | 0.2
3196 | 2021-05-14 03:00 | 0 |  | 0 | 9.8362 | 1.325 | 0.2
3197 | 2021-05-14 04:00 | 0 |  | 0 | 9.2485 | 1.3871 | 0.2
3198 | 2021-05-14 05:00 | 0 |  | 0 | 8.8418 | 1.3517 | 0.2
3199 | 2021-05-14 06:00 | 1.6333 |  | 1.6333 | 8.9776 | 0.99125 | 0.2 | -1.4972 | 69.2555 | 90 | 0 |  | 1.6333 | 0 | 1.7509 | 0.00037793 | 0 | 1.7509 | 0 | 0 | 1.6651 | 0 | 1.6318 | 1.6318 | 188.0699 | 9.0715 | 23.3506 | 22.9805 | 22.9208 | 0 | 0 | 22.9198 | 177.894 | 0 | 0 | 0 | 22.9198 | 0 | 650 | 0 | 0
3200 | 2021-05-14 07:00 | 130.0667 |  | 51.35 | 10.5743 | 0.5525 | 0.2 | 10.3231 | 61.3388 | 79.7699 | 0 |  | 130.0667 | 78.0077 | 51.8197 | 0.030096 | 78.0077 | 51.8197 | 0.026663 | 59.9445 | 49.2802 | 0 | 107.0402 | 107.0319 | 12335.221 | 16.8582 | 11611.946 | 11900.707 | 11406.5 | 0 | 0 | 11394.135 | 777.7936 | 0 | 0 | 0.51981 | 0 | 11393.615 | 777.3052 | 10557.293 | 10504.5068
3201 | 2021-05-14 08:00 | 297.1333 |  | 79.65 | 12.6988 | 0.53375 | 0.2 | 21.1886 | 51.8134 | 68.7989 | 0 |  | 297.1333 | 217.6023 | 80.7608 | 0.068752 | 217.6023 | 80.7608 | 0.060912 | 198.3967 | 76.8047 | 0 | 269.6974 | 269.6965 | 31082.693 | 28.5463 | 30585.652 | 30257.154 | 29040.787 | 0 | 0 | 28960.1 | 771.0867 | 0 | 0 | 0 | 0 | 28960.1 | 771.0867 | 28068.266 | 27927.9238
3202 | 2021-05-14 09:00 | 465.7 |  | 80.3833 | 14.8798 | 1.3675 | 0.2 | 30.5422 | 39.907 | 59.3058 | 0 |  | 465.7 | 387.0167 | 81.9113 | 0.10776 | 387.0167 | 81.9113 | 0.095468 | 368.4555 | 77.9 | 0 | 437.4284 | 437.3712 | 50407.39 | 39.6232 | 50270.58 | 48078.867 | 46467.01 | 0 | 0 | 46247.8 | 746.891 | 0 | 0 | 0 | 0 | 46247.8 | 746.891 | 45049.516 | 44824.2656
3203 | 2021-05-14 10:00 | 568 |  | 124.2167 | 16.5883 | 2.1933 | 0.2 | 37.5458 | 24.9592 | 52.1192 | 0 |  | 568 | 446.973 | 126.3915 | 0.13143 | 446.973 | 126.3915 | 0.11644 | 432.9098 | 120.2034 | 0 | 542.0509 | 541.9046 | 62456.145 | 46.115 | 62541.48 | 58593.492 | 56545.12 | 0 | 0 | 56207.996 | 733.1609 | 0 | 0 | 0 | 0 | 56207.996 | 733.1609 | 54782.992 | 54509.0781
3204 | 2021-05-14 11:00 | 592.2667 |  | 169.7667 | 17.841 | 3.1021 | 0.2 | 41.1634 | 7.1596 | 48.2905 | 0 |  | 592.2667 | 426.6503 | 172.541 | 0.13704 | 426.6503 | 172.541 | 0.12141 | 415.8881 | 164.0945 | 0 | 568.383 | 568.4002 | 65508.613 | 47.5569 | 65644.96 | 61209.723 | 58957.984 | 0 | 0 | 58588.504 | 729.6862 | 0 | 0 | 0 | 0 | 58588.504 | 729.6862 | 57110.957 | 56825.4023
3205 | 2021-05-14 12:00 | 580.65 |  | 169.0833 | 18.6643 | 4.4079 | 0.2 | 40.6386 | 348.3466 | 48.6408 | 0 |  | 580.65 | 416.8479 | 172.1043 | 0.13435 | 416.8479 | 172.1043 | 0.11903 | 406.0938 | 163.6808 | 0 | 558.3791 | 558.391 | 64357.188 | 46.1729 | 64473.44 | 60380.8 | 58348.676 | 0 | 0 | 57985.645 | 731.0884 | 0 | 0 | 0 | 0 | 57985.645 | 731.0884 | 56521.344 | 56238.7383
3206 | 2021-05-14 13:00 | 523.65 |  | 141.45 | 19.0711 | 4.1775 | 0.2 | 36.0932 | 331.1496 | 53.1082 | 0 |  | 523.65 | 388.6399 | 144.3975 | 0.12117 | 388.6399 | 144.3975 | 0.10735 | 375.6326 | 137.3319 | 0 | 502.7051 | 502.7019 | 57937.293 | 44.0972 | 57940.418 | 54611.15 | 52211.168 | 0 | 0 | 51924.902 | 740.1025 | 0 | 0 | 0 | 0 | 51924.902 | 740.1025 | 50596.03 | 50343.0508
3207 | 2021-05-14 14:00 | 392.6 |  | 127.0833 | 18.976 | 3.9912 | 0.2 | 28.4174 | 316.9894 | 60.7888 | 0 |  | 392.6 | 271.6903 | 129.8372 | 0.090842 | 271.6903 | 129.8372 | 0.080482 | 257.378 | 123.4851 | 0 | 373.2458 | 373.1447 | 43006.242 | 37.7104 | 42728.07 | 41075.83 | 39169.164 | 0 | 0 | 39011.633 | 752.9401 | 0 | 0 | 0 | 0 | 39011.633 | 752.9401 | 37985.027 | 37795.1055
3208 | 2021-05-14 15:00 | 249.9167 |  | 79.8167 | 18.2698 | 3.3163 | 0.2 | 18.6251 | 305.7512 | 70.6244 | 0 |  | 249.9167 | 176.33 | 81.967 | 0.057827 | 176.33 | 81.967 | 0.051232 | 158.5163 | 77.9588 | 0 | 231.7456 | 231.6004 | 26692.758 | 30.2604 | 26127.11 | 25684.787 | 24217.299 | 0 | 0 | 24157.662 | 764.3627 | 0 | 0 | 0 | 0 | 24157.662 | 764.3627 | 23291.182 | 23174.7266
3209 | 2021-05-14 16:00 | 84.2667 |  | 43.6333 | 17.0483 | 3.5263 | 0.2 | 7.4822 | 296.7018 | 81.8212 | 0 |  | 84.2667 | 44.3089 | 44.9504 | 0.019498 | 44.3089 | 44.9504 | 0.017275 | 30.9224 | 42.7545 | 0 | 72.2034 | 72.1916 | 8320.504 | 20.7503 | 7622.456 | 7711.6807 | 6770.343 | 0 | 0 | 6765.07 | 761.9377 | 0 | 0 | 0 | 0 | 6765.07 | 761.9377 | 5976.9146 | 5947.0298
3210 | 2021-05-14 17:00 | 0 |  | 0 | 15.7856 | 5.4062 | 0.2
3211 | 2021-05-14 18:00 | 0 |  | 0 | 15.2118 | 4.6979 | 0.2
3212 | 2021-05-14 19:00 | 0 |  | 0 | 14.6607 | 3.5679 | 0.2
3213 | 2021-05-14 20:00 | 0 |  | 0 | 14.0922 | 3.7021 | 0.2
3214 | 2021-05-14 21:00 | 0 |  | 0 | 13.5236 | 5.3596 | 0.2
3215 | 2021-05-14 22:00 | 0 |  | 0 | 12.9551 | 4.3567 | 0.2
3216 | 2021-05-14 23:00 | 0 |  | 0 | 12.4331 | 4.1654 | 0.2
3217 | 2021-05-15 | 0 |  | 0 | 12.2031 | 3.3954 | 0.2
3218 | 2021-05-15 01:00 | 0 |  | 0 | 12.0449 | 2.6862 | 0.2
3219 | 2021-05-15 02:00 | 0 |  | 0 | 11.9016 | 3.3508 | 0.2
3220 | 2021-05-15 03:00 | 0 |  | 0 | 11.8272 | 2.3213 | 0.2
3221 | 2021-05-15 04:00 | 0 |  | 0 | 11.7683 | 1.6533 | 0.2
3222 | 2021-05-15 05:00 | 0 |  | 0 | 11.745 | 1.4983 | 0.2
3223 | 2021-05-15 06:00 | 1.3333 |  | 1.3333 | 12.0033 | 2.1763 | 0.2 | -1.6214 | 69.0528 | 90 | 0 |  | 1.3333 | 0 | 1.4362 | 0.00030851 | 0 | 1.4362 | 0 | 0 | 1.3658 | 0 | 1.3385 | 1.3385 | 154.268 | 12.0763 | 15.7293 | 15.5269 | 15.4875 | 0 | 0 | 15.4869 | 146.4752 | 0 | 0 | 0 | 15.4869 | 0 | 650 | 0 | 0
3224 | 2021-05-15 07:00 | 104.55 |  | 54.3833 | 13.5687 | 3.7804 | 0.2 | 10.1802 | 61.146 | 79.9098 | 0 |  | 104.55 | 49.7231 | 54.6428 | 0.024191 | 49.7231 | 54.6428 | 0.021433 | 38.0175 | 51.9648 | 0 | 88.1826 | 88.2006 | 10165.269 | 18.0397 | 9442.209 | 9644.73 | 9236.946 | 0 | 0 | 9228.821 | 772.4681 | 0 | 0 | 0 | 0 | 9228.821 | 772.4681 | 8365.361 | 8323.5342
3225 | 2021-05-15 08:00 | 257.95 |  | 117.9167 | 15.6588 | 3.8 | 0.2 | 21.0225 | 51.6319 | 68.9621 | 0 |  | 257.95 | 140.1295 | 118.733 | 0.059686 | 140.1295 | 118.733 | 0.052879 | 127.6183 | 112.9164 | 0 | 235.724 | 235.7349 | 27168.77 | 27.5978 | 26606.93 | 26396.7 | 25299.48 | 0 | 0 | 25238.535 | 773.921 | 0 | 0 | -0.27171 | 0 | 25238.807 | 773.5284 | 24387.936 | 24265.9961
3226 | 2021-05-15 09:00 | 404.2667 |  | 155.8167 | 17.7892 | 3.9638 | 0.2 | 30.3491 | 39.7476 | 59.4961 | 0 |  | 404.2667 | 249.575 | 157.2216 | 0.093542 | 249.575 | 157.2216 | 0.082874 | 237.4677 | 149.5213 | 0 | 379.2493 | 379.2467 | 43709.105 | 36.8538 | 43443.703 | 41905.227 | 40279.074 | 0 | 0 | 40119.04 | 757.1769 | 0 | 0 | 0 | 0 | 40119.04 | 757.1769 | 39065.78 | 38870.4531
3227 | 2021-05-15 10:00 | 524.0333 |  | 162.0167 | 19.7862 | 3.4421 | 0.2 | 37.3265 | 24.8466 | 52.3363 | 0 |  | 524.0333 | 364.6571 | 164.3719 | 0.12125 | 364.6571 | 164.3719 | 0.10743 | 353.0382 | 156.3237 | 0 | 499.1746 | 499.2089 | 57535.79 | 45.4841 | 57532.957 | 54006.645 | 51806.234 | 0 | 0 | 51524.453 | 737.5282 | 0 | 0 | 0 | 0 | 51524.453 | 737.5282 | 50204.67 | 49953.6484
3228 | 2021-05-15 11:00 | 597.15 |  | 148.6667 | 21.4837 | 3.0033 | 0.2 | 40.9281 | 7.1268 | 48.5249 | 0 |  | 597.15 | 452.9369 | 151.335 | 0.13817 | 452.9369 | 151.335 | 0.12241 | 441.3542 | 143.927 | 0 | 573.5756 | 573.4533 | 66088.63 | 51.5988 | 66234.94 | 60945.5 | 59033.035 | 0 | 0 | 58646.188 | 716.2139 | 0 | 0 | 0 | 0 | 58646.188 | 716.2139 | 57167.375 | 56881.5391
3229 | 2021-05-15 12:00 | 598.85 |  | 136.0333 | 22.6864 | 2.5792 | 0.2 | 40.4068 | 348.4071 | 48.8729 | 0 |  | 598.85 | 468.8102 | 138.8294 | 0.13857 | 468.8102 | 138.8294 | 0.12276 | 456.5511 | 132.0353 | 0 | 576.8146 | 576.8538 | 66484.13 | 53.5703 | 66635.05 | 60895.977 | 58136.42 | 0 | 0 | 57756.387 | 712.9806 | 0 | 0 | 0 | 0 | 57756.387 | 712.9806 | 56297.137 | 56015.6484
3230 | 2021-05-15 13:00 | 517.9334 |  | 141.5667 | 23.2339 | 2.1742 | 0.2 | 35.8824 | 331.2812 | 53.3191 | 0 |  | 517.9334 | 382.7629 | 144.5132 | 0.11984 | 382.7629 | 144.5132 | 0.10618 | 369.7946 | 137.4419 | 0 | 497.0917 | 497.0233 | 57284 | 50.3388 | 57275.23 | 52888.586 | 50605.3 | 0 | 0 | 50325.227 | 724.1496 | 0 | 0 | 0 | 0 | 50325.227 | 724.1496 | 49032.785 | 48787.6211
3231 | 2021-05-15 14:00 | 416.1833 |  | 92.1667 | 23.3779 | 2.7208 | 0.2 | 28.2347 | 317.1591 | 60.971 | 0 |  | 416.1833 | 331.618 | 94.5867 | 0.096299 | 331.618 | 94.5867 | 0.085317 | 313.9538 | 89.9601 | 0 | 395.8357 | 395.5939 | 45593.395 | 44.4214 | 45364.39 | 42680.508 | 40654.945 | 0 | 0 | 40478.613 | 737.7603 | 0 | 0 | 0 | 0 | 40478.613 | 737.7603 | 39416.73 | 39219.6445
3232 | 2021-05-15 15:00 | 251 |  | 78.7667 | 22.869 | 2.95 | 0.2 | 18.4695 | 305.9378 | 70.7791 | 0 |  | 251 | 178.6104 | 80.9056 | 0.058078 | 178.6104 | 80.9056 | 0.051455 | 160.3575 | 76.9493 | 0 | 232.5607 | 232.2857 | 26771.928 | 35.0972 | 26207.588 | 25375.197 | 23696.76 | 0 | 0 | 23638.12 | 754.9179 | 0 | 0 | 0 | 0 | 23638.12 | 754.9179 | 22761.586 | 22647.7793
3233 | 2021-05-15 16:00 | 89.1167 |  | 49.4167 | 21.6866 | 2.7775 | 0.2 | 7.3492 | 296.8978 | 81.9527 | 0 |  | 89.1167 | 43.3659 | 50.8099 | 0.02062 | 43.3659 | 50.8099 | 0.018269 | 30.0162 | 48.3274 | 0 | 76.7768 | 76.7602 | 8846.976 | 25.7593 | 8143.7764 | 8111.422 | 7289.0503 | 0 | 0 | 7282.738 | 746.6798 | 0 | 0 | 0 | 0 | 7282.738 | 746.6798 | 6469.379 | 6437.0317
3234 | 2021-05-15 17:00 | 0 |  | 0 | 20.383 | 2.5483 | 0.2
3235 | 2021-05-15 18:00 | 0 |  | 0 | 19.6687 | 2.9517 | 0.2
3236 | 2021-05-15 19:00 | 0 |  | 0 | 19.0596 | 2.1067 | 0.2
3237 | 2021-05-15 20:00 | 0 |  | 0 | 18.4506 | 1.5671 | 0.2
3238 | 2021-05-15 21:00 | 0 |  | 0 | 17.8415 | 1.0508 | 0.2
3239 | 2021-05-15 22:00 | 0 |  | 0 | 17.2324 | 1.2992 | 0.2
3240 | 2021-05-15 23:00 | 0 |  | 0 | 16.6077 | 1.2233 | 0.2
3241 | 2021-05-16 | 0 |  | 0 | 15.8938 | 1.7821 | 0.2
3242 | 2021-05-16 01:00 | 0 |  | 0 | 15.1908 | 2.3467 | 0.2
3243 | 2021-05-16 02:00 | 0 |  | 0 | 14.427 | 2.55 | 0.2
3244 | 2021-05-16 03:00 | 0 |  | 0 | 13.9473 | 2.3533 | 0.2
3245 | 2021-05-16 04:00 | 0 |  | 0 | 13.5363 | 1.9983 | 0.2
3246 | 2021-05-16 05:00 | 0 |  | 0 | 13.2652 | 2.55 | 0.2
3247 | 2021-05-16 06:00 | 1.4667 |  | 1.4667 | 13.3576 | 1.9775 | 0.2 | -1.7447 | 68.8557 | 90 | 0 |  | 1.4667 | 0 | 1.5767 | 0.00033937 | 0 | 1.5767 | 0 | 0 | 1.4994 | 0 | 1.4695 | 1.4695 | 169.3567 | 13.4385 | 18.9571 | 18.7389 | 18.6809 | 0 | 0 | 18.6801 | 160.6612 | 0 | 0 | 0 | 18.6801 | 0 | 650 | 0 | 0
3248 | 2021-05-16 07:00 | 63.85 |  | 57.3167 | 14.1649 | 2.1242 | 0.2 | 10.0387 | 60.9591 | 80.0485 | 0 |  | 63.85 | 6.4766 | 57.6308 | 0.014774 | 6.4766 | 57.6308 | 0.013089 | 4.9264 | 54.8077 | 0 | 58.5395 | 58.5393 | 6746.6304 | 17.3646 | 6052.6797 | 6195.949 | 5963.481 | 0 | 0 | 5959.9404 | 760.2585 | 0 | 0 | 0 | 0 | 5959.9404 | 760.2585 | 5220.9014 | 5194.7969
3249 | 2021-05-16 08:00 | 125.2 |  | 122.2833 | 15.156 | 2.3279 | 0.2 | 20.8583 | 51.4565 | 69.1234 | 0 |  | 125.2 | 2.9191 | 121.6154 | 0.02897 | 2.9191 | 121.6154 | 0.025666 | 2.6555 | 115.657 | 0 | 115.9462 | 115.9464 | 13363.291 | 21.4349 | 12642.754 | 12780.741 | 12131.015 | 0 | 0 | 12116.2295 | 757.0859 | 0 | 0 | 0 | 0 | 12116.2295 | 757.0859 | 11308.396 | 11251.8545
3250 | 2021-05-16 09:00 | 298.8 |  | 236.4333 | 16.5342 | 4.2012 | 0.2 | 30.1589 | 39.5944 | 59.6837 | 0 |  | 298.8 | 62.6562 | 236.613 | 0.069138 | 62.6562 | 236.613 | 0.061253 | 59.5821 | 225.0228 | 0 | 278.9128 | 278.9218 | 32146.102 | 30.4049 | 31667.414 | 31151.877 | 29901.875 | 0 | 0 | 29815.824 | 769.5696 | 0 | 0 | 0 | 0 | 29815.824 | 769.5696 | 28917.64 | 28773.0508
3251 | 2021-05-16 10:00 | 291.3 |  | 251.6667 | 17.462 | 5.0729 | 0.2 | 37.1112 | 24.7398 | 52.5496 | 0 |  | 291.3 | 39.9266 | 254.1797 | 0.067403 | 39.9266 | 254.1797 | 0.059716 | 38.6385 | 241.7292 | 0 | 274.7604 | 274.7616 | 31667.406 | 30.5945 | 31180.47 | 30655.293 | 29172.576 | 0 | 0 | 29090.37 | 770.2579 | 0 | 0 | 0 | 0 | 29090.37 | 770.2579 | 28197.492 | 28056.5059
3252 | 2021-05-16 11:00 | 240.7333 |  | 220.7 | 17.984 | 7.4287 | 0.2 | 40.6978 | 7.098 | 48.7543 | 0 |  | 240.7333 | 20.2344 | 222.3487 | 0.055702 | 20.2344 | 222.3487 | 0.04935 | 19.71 | 211.457 | 0 | 226.5437 | 226.5307 | 26108.492 | 27.7107 | 25529.92 | 25320.227 | 24286.523 | 0 | 0 | 24230.215 | 772.2713 | 0 | 0 | 0 | 0 | 24230.215 | 772.2713 | 23365.24 | 23248.4141
3253 | 2021-05-16 12:00 | 441.1667 |  | 275.2833 | 18.9686 | 6.8463 | 0.2 | 40.1805 | 348.4687 | 49.0993 | 0 |  | 441.1667 | 168.0508 | 277.2848 | 0.10208 | 168.0508 | 277.2848 | 0.090438 | 163.5981 | 263.709 | 0 | 418.761 | 418.6566 | 48252.117 | 37.4275 | 48073.89 | 46291.574 | 44709.582 | 0 | 0 | 44506.027 | 752.874 | 0 | 0 | 0 | 0 | 44506.027 | 752.874 | 43348.53 | 43131.7891
3254 | 2021-05-16 13:00 | 583.3667 |  | 66.35 | 20.1097 | 5.8471 | 0.2 | 35.6773 | 331.4117 | 53.5245 | 0 |  | 583.3667 | 525.8768 | 67.9713 | 0.13498 | 525.8768 | 67.9713 | 0.11959 | 507.8462 | 64.6447 | 0 | 561.0411 | 560.795 | 64634.484 | 45.9856 | 64752.945 | 60662.46 | 58016.086 | 0 | 0 | 57658.566 | 735.2421 | 0 | 0 | 0 | 0 | 57658.566 | 735.2421 | 56201.47 | 55920.4609
3255 | 2021-05-16 14:00 | 464.1833 |  | 94.6167 | 20.7353 | 4.7412 | 0.2 | 28.0575 | 317.3263 | 61.1479 | 0 |  | 464.1833 | 378.3122 | 96.9793 | 0.10741 | 378.3122 | 96.9793 | 0.095157 | 357.942 | 92.2348 | 0 | 441.1733 | 441.3352 | 50866.28 | 42.15 | 50737.055 | 48091.16 | 45413.598 | 0 | 0 | 45199.324 | 747.0421 | 0 | 0 | 0 | 0 | 45199.324 | 747.0421 | 44025.55 | 43805.4258
3256 | 2021-05-16 15:00 | 278.3167 |  | 83.7833 | 20.7038 | 4.8992 | 0.2 | 18.3189 | 306.1216 | 70.9287 | 0 |  | 278.3167 | 201.8127 | 85.9554 | 0.064399 | 201.8127 | 85.9554 | 0.057054 | 180.9567 | 81.752 | 0 | 257.4545 | 257.2092 | 29644.58 | 33.0949 | 29126.932 | 28383.99 | 26617.293 | 0 | 0 | 26544.71 | 761.6498 | 0 | 0 | 0 | 0 | 26544.71 | 761.6498 | 25676.992 | 25548.6074
3257 | 2021-05-16 16:00 | 92.1167 |  | 54.6667 | 19.9662 | 4.7146 | 0.2 | 7.221 | 297.0906 | 82.0794 | 0 |  | 92.1167 | 40.9785 | 56.1033 | 0.021315 | 40.9785 | 56.1033 | 0.018884 | 28.1306 | 53.3619 | 0 | 79.8627 | 79.751 | 9191.571 | 23.8406 | 8484.586 | 8504.416 | 7630.0254 | 0 | 0 | 7623.352 | 754.8729 | 0 | 0 | 0 | 0 | 7623.352 | 754.8729 | 6796.132 | 6762.1514
3258 | 2021-05-16 17:00 | 0 |  | 0 | 18.9973 | 4.3204 | 0.2
3259 | 2021-05-16 18:00 | 0 |  | 0 | 18.2578 | 2.8142 | 0.2
3260 | 2021-05-16 19:00 | 0 |  | 0 | 17.5628 | 1.3438 | 0.2
3261 | 2021-05-16 20:00 | 0 |  | 0 | 16.8678 | 1.1654 | 0.2
3262 | 2021-05-16 21:00 | 0 |  | 0 | 16.1729 | 0.58875 | 0.2
3263 | 2021-05-16 22:00 | 0 |  | 0 | 15.4836 | 0.995 | 0.2
3264 | 2021-05-16 23:00 | 0 |  | 0 | 14.8286 | 1.7763 | 0.2
3265 | 2021-05-17 | 0 |  | 0 | 14.1712 | 3.1992 | 0.2
3266 | 2021-05-17 01:00 | 0 |  | 0 | 13.5148 | 2.1662 | 0.2
3267 | 2021-05-17 02:00 | 0 |  | 0 | 12.8987 | 2.5983 | 0.2
3268 | 2021-05-17 03:00 | 0 |  | 0 | 12.5299 | 2.1325 | 0.2
3269 | 2021-05-17 04:00 | 0 |  | 0 | 12.217 | 1.1308 | 0.2
3270 | 2021-05-17 05:00 | 0 |  | 0 | 12.023 | 0.85 | 0.2
3271 | 2021-05-17 06:00 | 2.8333 |  | 2.8333 | 12.2412 | 1.0467 | 0.2 | -1.8671 | 68.6644 | 90 | 0 |  | 2.8333 | 0 | 2.9808 | 0.00065559 | 0 | 2.9808 | 0 | 0 | 2.8347 | 0 | 2.778 | 2.7781 | 320.1802 | 12.4007 | 67.3958 | 66.5507 | 66.3407 | 0 | 0 | 66.3379 | 301.8692 | 0 | 0 | 0 | 66.3379 | 0 | 650 | 0 | 0
3272 | 2021-05-17 07:00 | 109.15 |  | 54.6167 | 13.5986 | 1.4983 | 0.2 | 9.8985 | 60.7781 | 80.1858 | 0 |  | 109.15 | 54.0689 | 54.8724 | 0.025256 | 54.0689 | 54.8724 | 0.022376 | 40.9106 | 52.1832 | 0 | 91.232 | 91.2705 | 10519.277 | 18.7314 | 9795.562 | 9984.373 | 9402.964 | 0 | 0 | 9394.492 | 773.4643 | 0 | 0 | 0 | 0 | 9394.492 | 773.4643 | 8530.024 | 8487.375
3273 | 2021-05-17 08:00 | 253.9833 |  | 111.0167 | 15.3959 | 1.4258 | 0.2 | 20.696 | 51.2873 | 69.2828 | 0 |  | 253.9833 | 143.1041 | 111.8318 | 0.058768 | 143.1041 | 111.8318 | 0.052066 | 130.0325 | 106.3534 | 0 | 231.6582 | 231.6634 | 26699.697 | 28.4671 | 26130.355 | 25854.604 | 24926.838 | 0 | 0 | 24866.715 | 769.2452 | 0 | 0 | 0 | 0 | 24866.715 | 769.2452 | 24015.99 | 23895.9102
3274 | 2021-05-17 09:00 | 475.2 |  | 84.45 | 17.5674 | 1.6175 | 0.2 | 29.9715 | 39.4476 | 59.8684 | 0 |  | 475.2 | 392.6078 | 86.0174 | 0.10995 | 392.6078 | 86.0174 | 0.097415 | 373.1296 | 81.8051 | 0 | 445.836 | 445.7891 | 51380.098 | 42.5018 | 51261.83 | 48579.082 | 46998.215 | 0 | 0 | 46770.04 | 742.8087 | 0 | 0 | 0 | 0 | 46770.04 | 742.8087 | 45559.59 | 45331.793
3275 | 2021-05-17 10:00 | 583.3667 |  | 96.9333 | 19.3846 | 2.9917 | 0.2 | 36.8999 | 24.6387 | 52.7588 | 0 |  | 583.3667 | 490.0823 | 98.8439 | 0.13498 | 490.0823 | 98.8439 | 0.11959 | 474.0786 | 94.0045 | 0 | 556.7214 | 556.6357 | 64154.414 | 48.632 | 64268.83 | 59722.98 | 57314.164 | 0 | 0 | 56960.785 | 727.6938 | 0 | 0 | 0 | 0 | 56960.785 | 727.6938 | 55519.098 | 55241.5
3276 | 2021-05-17 11:00 | 433.5667 |  | 232.5333 | 20.191 | 3.2292 | 0.2 | 40.4727 | 7.073 | 48.9787 | 0 |  | 433.5667 | 203.0716 | 234.0687 | 0.10032 | 203.0716 | 234.0687 | 0.08888 | 197.7393 | 222.6071 | 0 | 411.9395 | 411.8108 | 47462.52 | 41.5962 | 47269.125 | 44919.01 | 42963.043 | 0 | 0 | 42773.793 | 745.4558 | 0 | 0 | 0 | 0 | 42773.793 | 745.4558 | 41657.195 | 41448.9102
3277 | 2021-05-17 12:00 | 479.6 |  | 265.8833 | 20.7712 | 2.4517 | 0.2 | 39.96 | 348.5315 | 49.32 | 0 |  | 479.6 | 216.5334 | 267.8404 | 0.11097 | 216.5334 | 267.8404 | 0.098317 | 210.722 | 254.727 | 0 | 456.14 | 456.1451 | 52572.453 | 45.3346 | 52476.703 | 49271.76 | 47298.582 | 0 | 0 | 47061.535 | 734.0798 | 0 | 0 | 0 | 0 | 47061.535 | 734.0798 | 45844.31 | 45615.0859
3278 | 2021-05-17 13:00 | 398.4167 |  | 217.55 | 20.9355 | 2.8483 | 0.2 | 35.4778 | 331.5409 | 53.7241 | 0 |  | 398.4167 | 183.9914 | 219.4127 | 0.092188 | 183.9914 | 219.4127 | 0.081675 | 177.6095 | 208.6716 | 0 | 378.5555 | 378.5799 | 43632.27 | 40.9575 | 43365.6 | 41277.992 | 39590.2 | 0 | 0 | 39427.86 | 745.3888 | 0 | 0 | 0 | 0 | 39427.86 | 745.3888 | 38391.22 | 38199.2656
3279 | 2021-05-17 14:00 | 214.2 |  | 189.2 | 20.4088 | 2.6275 | 0.2 | 27.8856 | 317.4912 | 61.3193 | 0 |  | 214.2 | 25.5966 | 191.0738 | 0.049563 | 25.5966 | 191.0738 | 0.043911 | 24.2038 | 181.7151 | 0 | 201.8006 | 201.8202 | 23260.363 | 31.1902 | 22639.68 | 22211.482 | 21509.607 | 0 | 0 | 21463.254 | 757.2068 | 0 | 0 | 0 | 0 | 21463.254 | 757.2068 | 20558.324 | 20455.5312
3280 | 2021-05-17 15:00 | 158.6333 |  | 118.0167 | 19.6528 | 2.3533 | 0.2 | 18.1733 | 306.3023 | 71.0732 | 0 |  | 158.6333 | 42.1522 | 118.786 | 0.036706 | 42.1522 | 118.786 | 0.03252 | 37.7485 | 112.9717 | 0 | 147.7058 | 147.6442 | 17016.74 | 27.6391 | 16322.3125 | 16186.241 | 15470.677 | 0 | 0 | 15446.869 | 762.0005 | 0 | 0 | 0 | 0 | 15446.869 | 762.0005 | 14578.507 | 14505.6143
3281 | 2021-05-17 16:00 | 56.8333 |  | 42.7333 | 18.674 | 1.9017 | 0.2 | 7.0977 | 297.2799 | 82.2014 | 0 |  | 56.8333 | 15.455 | 43.604 | 0.01315 | 15.455 | 43.604 | 0.011651 | 10.5221 | 41.4724 | 0 | 50.9546 | 50.8663 | 5862.371 | 21.4826 | 5189.0903 | 5243.369 | 4820.503 | 0 | 0 | 4817.935 | 748.1024 | 0 | 0 | 0 | 0 | 4817.935 | 748.1024 | 4169.2705 | 4148.4243
3282 | 2021-05-17 17:00 | 0 |  | 0 | 17.6739 | 1.9983 | 0.2
3283 | 2021-05-17 18:00 | 0 |  | 0 | 16.9336 | 2.15 | 0.2
3284 | 2021-05-17 19:00 | 0 |  | 0 | 16.2389 | 2.0258 | 0.2
3285 | 2021-05-17 20:00 | 0 |  | 0 | 15.5507 | 1.8188 | 0.2
3286 | 2021-05-17 21:00 | 0 |  | 0 | 14.8883 | 0.68167 | 0.2
3287 | 2021-05-17 22:00 | 0 |  | 0 | 14.1405 | 0.4975 | 0.2
3288 | 2021-05-17 23:00 | 0 |  | 0 | 13.3748 | 0.91292 | 0.2
3289 | 2021-05-18 | 0 |  | 0 | 12.5927 | 0.41542 | 0.2
3290 | 2021-05-18 01:00 | 0 |  | 0 | 11.7843 | 0.38708 | 0.2
3291 | 2021-05-18 02:00 | 0 |  | 0 | 11.019 | 0.41208 | 0.2
3292 | 2021-05-18 03:00 | 0 |  | 0 | 10.5462 | 0.48708 | 0.2
3293 | 2021-05-18 04:00 | 0 |  | 0 | 10.1396 | 0.5 | 0.2
3294 | 2021-05-18 05:00 | 0 |  | 0 | 9.8663 | 0.51208 | 0.2
3295 | 2021-05-18 06:00 | 1.0833 |  | 1.0833 | 10.0351 | 0.58708 | 0.2 | -1.9885 | 68.4789 | 90 | 0 |  | 1.0833 | 0 | 1.1719 | 0.00025067 | 0 | 1.1719 | 0 | 0 | 1.1145 | 0 | 1.0922 | 1.0922 | 125.8742 | 10.0991 | 10.4846 | 10.3291 | 10.2999 | 0 | 0 | 10.2995 | 120.6651 | 0 | 0 | 0 | 10.2995 | 0 | 650 | 0 | 0
3296 | 2021-05-18 07:00 | 117.1333 |  | 49.6833 | 11.5838 | 0.8175 | 0.2 | 9.7597 | 60.603 | 80.3219 | 0 |  | 117.1333 | 66.8862 | 50.141 | 0.027103 | 66.8862 | 50.141 | 0.024012 | 50.3357 | 47.6838 | 0 | 96.059 | 96.0916 | 11074.849 | 17.1577 | 10350.565 | 10598.746 | 10026.885 | 0 | 0 | 10017.399 | 778.5602 | 0 | 0 | 3.1918 | 0 | 10014.207 | 776.6309 | 9150.505 | 9104.752
3297 | 2021-05-18 08:00 | 288.6833 |  | 71.7167 | 13.7718 | 2.24 | 0.2 | 20.5359 | 51.1243 | 69.4403 | 0 |  | 288.6833 | 217.2043 | 72.7832 | 0.066797 | 217.2043 | 72.7832 | 0.05918 | 197.1394 | 69.218 | 0 | 261.0303 | 261.0261 | 30084.55 | 27.9641 | 29570.514 | 29305.04 | 28053.562 | 0 | 0 | 27978.736 | 773.8646 | 0 | 0 | 0 | 0 | 27978.736 | 773.8646 | 27095.598 | 26960.1191
3298 | 2021-05-18 09:00 | 456.7667 |  | 86.0167 | 15.9335 | 3.0071 | 0.2 | 29.7873 | 39.307 | 60.0501 | 0 |  | 456.7667 | 372.5536 | 87.5973 | 0.10569 | 372.5536 | 87.5973 | 0.093636 | 353.8661 | 83.3076 | 0 | 428.4302 | 428.3694 | 49370.58 | 38.4256 | 49213.844 | 47244.918 | 45665.12 | 0 | 0 | 45455.57 | 752.0712 | 0 | 0 | 0 | 0 | 45455.57 | 752.0712 | 44275.793 | 44054.4141
3299 | 2021-05-18 10:00 | 564.55 |  | 100.5833 | 17.785 | 3.815 | 0.2 | 36.6929 | 24.5433 | 52.964 | 0 |  | 564.55 | 467.4938 | 102.5276 | 0.13063 | 467.4938 | 102.5276 | 0.11573 | 452.0445 | 97.5078 | 0 | 538.5613 | 538.5336 | 62066.805 | 45.0408 | 62145.54 | 58428.07 | 56400.684 | 0 | 0 | 56066.086 | 734.9175 | 0 | 0 | 0 | 0 | 56066.086 | 734.9175 | 54644.234 | 54371.0117
3300 | 2021-05-18 11:00 | 605.2 |  | 122.0667 | 19.2137 | 5.0717 | 0.2 | 40.2528 | 7.0518 | 49.1978 | 0 |  | 605.2 | 488.0806 | 124.3889 | 0.14003 | 488.0806 | 124.3889 | 0.12406 | 475.0998 | 118.2997 | 0 | 581.5315 | 581.6175 | 67032.85 | 47.0142 | 67193.27 | 62764.855 | 60644.258 | 0 | 0 | 60247.426 | 727.2844 | 0 | 0 | 0 | 0 | 60247.426 | 727.2844 | 58733.64 | 58439.9727
3301 | 2021-05-18 12:00 | 598.3 |  | 128.0333 | 20.1796 | 4.8942 | 0.2 | 39.7453 | 348.5953 | 49.535 | 0 |  | 598.3 | 476.5171 | 130.751 | 0.13844 | 476.5171 | 130.751 | 0.12265 | 463.5674 | 124.3524 | 0 | 576.1615 | 575.7675 | 66360.38 | 47.9236 | 66509.74 | 61941.77 | 59459.35 | 0 | 0 | 59075.836 | 727.2657 | 0 | 0 | 0 | 0 | 59075.836 | 727.2657 | 57587.613 | 57299.6758
3302 | 2021-05-18 13:00 | 509.6 |  | 141.1 | 20.6124 | 6.2008 | 0.2 | 35.2841 | 331.669 | 53.918 | 0 |  | 509.6 | 374.9168 | 144.0372 | 0.11791 | 374.9168 | 144.0372 | 0.10447 | 361.7652 | 136.9893 | 0 | 488.7794 | 488.641 | 56317.26 | 42.799 | 56290.883 | 53279.984 | 50900.73 | 0 | 0 | 50630.266 | 743.0308 | 0 | 0 | 0 | 0 | 50630.266 | 743.0308 | 49330.855 | 49084.2031
3303 | 2021-05-18 14:00 | 383.4 |  | 126.0833 | 20.5088 | 4.4658 | 0.2 | 27.7192 | 317.6535 | 61.4854 | 0 |  | 383.4 | 263.5081 | 128.8152 | 0.088713 | 263.5081 | 128.8152 | 0.078596 | 249.0233 | 122.5132 | 0 | 364.1057 | 364.0925 | 41962.453 | 38.3983 | 41664.605 | 39966.28 | 38045.742 | 0 | 0 | 37898.49 | 755.4022 | 0 | 0 | 0 | 0 | 37898.49 | 755.4022 | 36898.816 | 36714.3203
3304 | 2021-05-18 15:00 | 222.5833 |  | 89.9 | 19.7324 | 3.1196 | 0.2 | 18.0329 | 306.4799 | 71.2127 | 0 |  | 222.5833 | 137.75 | 91.7247 | 0.051503 | 137.75 | 91.7247 | 0.045629 | 123.2069 | 87.2383 | 0 | 206.2363 | 206.1866 | 23762.959 | 30.5032 | 23152.953 | 22745.848 | 21435.605 | 0 | 0 | 21388.41 | 762.3585 | 0 | 0 | 0 | 0 | 21388.41 | 762.3585 | 20482.896 | 20380.4824
3305 | 2021-05-18 16:00 | 72.4333 |  | 37.4667 | 18.4875 | 2.6275 | 0.2 | 6.9792 | 297.4659 | 82.3185 | 0 |  | 72.4333 | 38.3921 | 38.8747 | 0.01676 | 38.3921 | 38.8747 | 0.014849 | 25.9233 | 36.9763 | 0 | 61.6416 | 61.5438 | 7093.0503 | 21.7753 | 6410.317 | 6466.0796 | 5670.583 | 0 | 0 | 5666.69 | 755.4131 | 0 | 0 | 0 | 0 | 5666.69 | 755.4131 | 4948.54 | 4923.7974
3306 | 2021-05-18 17:00 | 0 |  | 0 | 17.2209 | 2.3292 | 0.2
3307 | 2021-05-18 18:00 | 0 |  | 0 | 16.511 | 1.6429 | 0.2
3308 | 2021-05-18 19:00 | 0 |  | 0 | 15.9102 | 1.1283 | 0.2
3309 | 2021-05-18 20:00 | 0 |  | 0 | 15.3635 | 1.0079 | 0.2
3310 | 2021-05-18 21:00 | 0 |  | 0 | 14.7106 | 1.9708 | 0.2
3311 | 2021-05-18 22:00 | 0 |  | 0 | 14.0373 | 1.8275 | 0.2
3312 | 2021-05-18 23:00 | 0 |  | 0 | 13.3827 | 1.6017 | 0.2
3313 | 2021-05-19 | 0 |  | 0 | 12.841 | 1.3292 | 0.2
3314 | 2021-05-19 01:00 | 0 |  | 0 | 12.2971 | 0.75167 | 0.2
3315 | 2021-05-19 02:00 | 0 |  | 0 | 11.7806 | 0.87583 | 0.2
3316 | 2021-05-19 03:00 | 0 |  | 0 | 11.4583 | 0.51375 | 0.2
3317 | 2021-05-19 04:00 | 0 |  | 0 | 11.1799 | 0.68542 | 0.2
3318 | 2021-05-19 05:00 | 0 |  | 0 | 10.9913 | 0.88625 | 0.2
3319 | 2021-05-19 06:00 | 1.0667 |  | 1.0667 | 11.21 | 1.0596 | 0.2 | -2.1088 | 68.2992 | 90 | 0 |  | 1.0667 | 0 | 1.1543 | 0.00024681 | 0 | 1.1543 | 0 | 0 | 1.0977 | 0 | 1.0758 | 1.0758 | 123.9862 | 11.2717 | 10.1709 | 10.0319 | 10.0062 | 0 | 0 | 10.0057 | 118.4136 | 0 | 0 | 0 | 10.0057 | 0 | 650 | 0 | 0
3320 | 2021-05-19 07:00 | 129.4833 |  | 40.4167 | 13.0158 | 1.4379 | 0.2 | 9.6224 | 60.4339 | 80.4565 | 0 |  | 129.4833 | 88.3361 | 40.859 | 0.029961 | 88.3361 | 40.859 | 0.026544 | 66.1109 | 38.8566 | 0 | 102.8681 | 102.9097 | 11860.777 | 18.8191 | 11137.087 | 11346.42 | 10657.745 | 0 | 0 | 10647.005 | 775.14 | 0 | 0 | -0.20526 | 0 | 10647.21 | 773.6134 | 9791.673 | 9742.7148
3321 | 2021-05-19 08:00 | 318.0167 |  | 48.8 | 15.4491 | 1.075 | 0.2 | 20.378 | 50.9675 | 69.5956 | 0 |  | 318.0167 | 269.5469 | 49.7919 | 0.073585 | 269.5469 | 49.7919 | 0.065193 | 244.3673 | 47.353 | 0 | 285.8859 | 285.883 | 32948.996 | 31.8391 | 32484.443 | 31815.096 | 30415.32 | 0 | 0 | 30325.115 | 762.8768 | 0 | 0 | 0 | 0 | 30325.115 | 762.8768 | 29423.697 | 29276.5801
3322 | 2021-05-19 09:00 | 490.8167 |  | 54.05 | 17.8108 | 1.4854 | 0.2 | 29.6061 | 39.1727 | 60.2289 | 0 |  | 490.8167 | 438.9387 | 55.2 | 0.11357 | 438.9387 | 55.2 | 0.10062 | 416.6816 | 52.4968 | 0 | 459.7948 | 459.7708 | 52990.27 | 43.6823 | 52902.676 | 49948.207 | 48224.605 | 0 | 0 | 47983.43 | 737.0953 | 0 | 0 | 0 | 0 | 47983.43 | 737.0953 | 46744.84 | 46511.1133
3323 | 2021-05-19 10:00 | 592.4167 |  | 66.3167 | 19.8709 | 1.3654 | 0.2 | 36.4901 | 24.4536 | 53.165 | 0 |  | 592.4167 | 530.1516 | 67.6749 | 0.13708 | 530.1516 | 67.6749 | 0.12144 | 512.4255 | 64.3613 | 0 | 565.251 | 565.205 | 65140.67 | 51.8493 | 65271.47 | 60008.23 | 57767.273 | 0 | 0 | 57398.895 | 718.4597 | 0 | 0 | 0 | 0 | 57398.895 | 718.4597 | 55947.527 | 55667.7891
3324 | 2021-05-19 11:00 | 658.5833 |  | 68.7167 | 21.5118 | 1.0492 | 0.2 | 40.0382 | 7.0344 | 49.4118 | 0 |  | 658.5833 | 595.9653 | 70.1647 | 0.15239 | 595.9653 | 70.1647 | 0.13501 | 579.9165 | 66.7297 | 0 | 633.7133 | 633.4669 | 73009.46 | 57.8718 | 73258.82 | 65990.64 | 63666.348 | 0 | 0 | 63196.258 | 700.4287 | 0 | 0 | 0 | 0 | 63196.258 | 700.4287 | 61609.027 | 61300.9844
3325 | 2021-05-19 12:00 | 649.4334 |  | 77.75 | 22.6374 | 1.5337 | 0.2 | 39.5364 | 348.6601 | 49.7442 | 0 |  | 649.4334 | 579.344 | 79.4163 | 0.15027 | 579.344 | 79.4163 | 0.13313 | 563.4076 | 75.5289 | 0 | 626.1578 | 626.1681 | 72168.72 | 57.7947 | 72403.85 | 65215.023 | 62882.36 | 0 | 0 | 62427.035 | 702.9112 | 0 | 0 | 0 | 0 | 62427.035 | 702.9112 | 60866.105 | 60561.7734
3326 | 2021-05-19 13:00 | 583.4167 |  | 72.8833 | 23.1313 | 1.8708 | 0.2 | 35.0963 | 331.7958 | 54.1061 | 0 |  | 583.4167 | 519.4917 | 74.6167 | 0.13499 | 519.4917 | 74.6167 | 0.1196 | 501.0684 | 70.965 | 0 | 560.5927 | 560.3837 | 64588.285 | 54.1162 | 64705.945 | 58990.945 | 55821.617 | 0 | 0 | 55472.473 | 718.045 | 0 | 0 | 0 | 0 | 55472.473 | 718.045 | 54063.83 | 53793.5117
3327 | 2021-05-19 14:00 | 452.2167 |  | 63.0333 | 23.1613 | 2.7262 | 0.2 | 27.5583 | 317.8134 | 61.6459 | 0 |  | 452.2167 | 398.6224 | 64.7449 | 0.10464 | 398.6224 | 64.7449 | 0.092704 | 376.4934 | 61.577 | 0 | 429.309 | 429.2022 | 49465.758 | 45.9869 | 49310.246 | 46156.77 | 44059.895 | 0 | 0 | 43847.93 | 730.6932 | 0 | 0 | 0 | 0 | 43847.93 | 730.6932 | 42705.93 | 42492.4023
3328 | 2021-05-19 15:00 | 278.7667 |  | 48.25 | 22.5325 | 4.1579 | 0.2 | 17.8977 | 306.6544 | 71.347 | 0 |  | 278.7667 | 239.405 | 49.9375 | 0.064503 | 239.405 | 49.9375 | 0.057147 | 213.8708 | 47.4962 | 0 | 256.1397 | 256.1957 | 29527.041 | 35.2981 | 29009.086 | 28057.76 | 26020.604 | 0 | 0 | 25948.627 | 754.6693 | 0 | 0 | 0 | 0 | 25948.627 | 754.6693 | 25088.268 | 24962.8262
3329 | 2021-05-19 16:00 | 93.25 |  | 37.2 | 21.1664 | 3.8033 | 0.2 | 6.8657 | 297.6485 | 82.4308 | 0 |  | 93.25 | 61.6448 | 38.6022 | 0.021577 | 61.6448 | 38.6022 | 0.019116 | 41.2834 | 36.7171 | 0 | 76.4404 | 76.3255 | 8796.946 | 25.0313 | 8107.465 | 8084.32 | 6814.2476 | 0 | 0 | 6806.463 | 668.2805 | 0 | 0 | 0 | 106.7494 | 6699.7134 | 684.2504 | 5915.0947 | 5885.519
3330 | 2021-05-19 17:00 | 0 |  | 0 | 19.7306 | 3.3737 | 0.2
3331 | 2021-05-19 18:00 | 0 |  | 0 | 19.1791 | 1.3246 | 0.2
3332 | 2021-05-19 19:00 | 0 |  | 0 | 18.7831 | 0.82583 | 0.2
3333 | 2021-05-19 20:00 | 0 |  | 0 | 18.3871 | 0.8 | 0.2
3334 | 2021-05-19 21:00 | 0 |  | 0 | 17.991 | 0.8 | 0.2
3335 | 2021-05-19 22:00 | 0 |  | 0 | 17.595 | 0.77583 | 0.2
3336 | 2021-05-19 23:00 | 0 |  | 0 | 17.2148 | 0.58958 | 0.2
3337 | 2021-05-20 | 0 |  | 0 | 16.934 | 0.33875 | 0.2
3338 | 2021-05-20 01:00 | 0 |  | 0 | 16.6754 | 0.31208 | 0.2
3339 | 2021-05-20 02:00 | 0 |  | 0 | 16.4336 | 0.36292 | 0.2
3340 | 2021-05-20 03:00 | 0 |  | 0 | 16.2911 | 0.22583 | 0.2
3341 | 2021-05-20 04:00 | 0 |  | 0 | 16.171 | 0.2725 | 0.2
3342 | 2021-05-20 05:00 | 0 |  | 0 | 16.0981 | 0.65 | 0.2
3343 | 2021-05-20 06:00 | 0.98333 |  | 0.98333 | 16.3166 | 0.2775 | 0.2 | -2.228 | 68.1254 | 90 | 0 |  | 0.98333 | 0 | 1.0656 | 0.00022753 | 0 | 1.0656 | 0 | 0 | 1.0134 | 0 | 0.99313 | 0.99313 | 114.4597 | 16.3756 | 8.6734 | 8.5988 | 8.5711 | 0 | 0 | 8.5707 | 111.2657 | 0 | 0 | 0 | 8.5707 | 0 | 650 | 0 | 0
3344 | 2021-05-20 07:00 | 114.9 |  | 42.7167 | 17.8272 | 0.2725 | 0.2 | 9.4868 | 60.2708 | 80.5896 | 0 |  | 114.9 | 71.6022 | 43.163 | 0.026586 | 71.6022 | 43.163 | 0.023554 | 53.2847 | 41.0477 | 0 | 92.4457 | 92.4715 | 10657.347 | 23.3259 | 9933.562 | 9983.785 | 9447.449 | 0 | 0 | 9438.677 | 759.2737 | 0 | 0 | 0 | 0 | 9438.677 | 759.2737 | 8574.027 | 8531.1572
3345 | 2021-05-20 08:00 | 266.1833 |  | 90.6833 | 19.83 | 0.795 | 0.2 | 20.2224 | 50.8168 | 69.7487 | 0 |  | 266.1833 | 175.738 | 91.822 | 0.061591 | 175.738 | 91.822 | 0.054567 | 159.139 | 87.3241 | 0 | 241.5339 | 241.5459 | 27838.914 | 33.8557 | 27287.793 | 26554.455 | 25450.45 | 0 | 0 | 25385.885 | 757.6024 | 0 | 0 | 0 | 0 | 25385.885 | 757.6024 | 24532.984 | 24410.3184
3346 | 2021-05-20 09:00 | 411.3 |  | 120.55 | 21.8881 | 1.2621 | 0.2 | 29.4282 | 39.0445 | 60.4045 | 0 |  | 411.3 | 292.2267 | 122.3049 | 0.095169 | 292.2267 | 122.3049 | 0.084316 | 277.2502 | 116.3153 | 0 | 385.6942 | 385.691 | 44451.906 | 43.8128 | 44200.71 | 41701.34 | 40348.664 | 0 | 0 | 40177.15 | 736.3377 | 0 | 0 | 0 | 0 | 40177.15 | 736.3377 | 39122.496 | 38926.8828
3347 | 2021-05-20 10:00 | 528.3 |  | 129.3667 | 23.7656 | 1.17 | 0.2 | 36.2916 | 24.3693 | 53.3618 | 0 |  | 528.3 | 402.0441 | 131.5813 | 0.12224 | 402.0441 | 131.5813 | 0.1083 | 388.4466 | 125.1391 | 0 | 503.314 | 503.2675 | 58003.883 | 52.494 | 58009.805 | 53208.27 | 51324.164 | 0 | 0 | 51031.52 | 715.5296 | 0 | 0 | 0 | 0 | 51031.52 | 715.5296 | 49722.957 | 49474.3398
3348 | 2021-05-20 11:00 | 557.0333 |  | 170.9333 | 25.4126 | 2.3321 | 0.2 | 39.829 | 7.0206 | 49.6204 | 0 |  | 557.0333 | 390.1293 | 173.6961 | 0.12889 | 390.1293 | 173.6961 | 0.11419 | 379.4952 | 165.1932 | 0 | 533.7946 | 533.9241 | 61536.58 | 54.3213 | 61605.164 | 56155.26 | 54133.203 | 0 | 0 | 53799.4 | 708.8317 | 0 | 0 | 0 | 0 | 53799.4 | 708.8317 | 52428.203 | 52166.0586
3349 | 2021-05-20 12:00 | 550.8166 |  | 171.8833 | 26.5852 | 2.3 | 0.2 | 39.3334 | 348.7259 | 49.9475 | 0 |  | 550.8166 | 384.0514 | 174.895 | 0.12745 | 384.0514 | 174.895 | 0.11292 | 373.3617 | 166.335 | 0 | 528.9027 | 528.8188 | 60949.55 | 55.2593 | 61007.445 | 55428.547 | 53487.773 | 0 | 0 | 53160.42 | 708.007 | 0 | 0 | 0 | 0 | 53160.42 | 708.007 | 51803.61 | 51544.5898
3350 | 2021-05-20 13:00 | 487.2 |  | 153.4167 | 27.2014 | 2.4517 | 0.2 | 34.9143 | 331.9213 | 54.2884 | 0 |  | 487.2 | 339.6838 | 156.4158 | 0.11273 | 339.6838 | 156.4158 | 0.099875 | 327.509 | 148.7618 | 0 | 466.7453 | 466.7844 | 53797.88 | 52.3378 | 53724.555 | 49272.84 | 47254.688 | 0 | 0 | 47004.914 | 714.917 | 0 | 0 | 0 | 0 | 47004.914 | 714.917 | 45789.004 | 45560.0625
3351 | 2021-05-20 14:00 | 377.5167 |  | 129.2 | 27.2318 | 1.8429 | 0.2 | 27.403 | 317.9706 | 61.8009 | 0 |  | 377.5167 | 254.3858 | 131.4539 | 0.087352 | 254.3858 | 131.4539 | 0.07739 | 240.1285 | 125.022 | 0 | 357.8475 | 357.6548 | 41220.855 | 47.0325 | 40908.92 | 38160.61 | 36501.824 | 0 | 0 | 36357.45 | 731.1866 | 0 | 0 | 0 | 0 | 36357.45 | 731.1866 | 35380.332 | 35203.4297
3352 | 2021-05-20 15:00 | 234.8 |  | 79.4667 | 26.4946 | 1.5217 | 0.2 | 17.7677 | 306.8257 | 71.4761 | 0 |  | 234.8 | 161.3792 | 81.5973 | 0.054329 | 161.3792 | 81.5973 | 0.048134 | 143.9969 | 77.6072 | 0 | 217.172 | 217.1276 | 25024.936 | 38.6923 | 24434.256 | 23383.38 | 21791.764 | 0 | 0 | 21740.145 | 742.161 | 0 | 0 | 0 | 0 | 21740.145 | 742.161 | 20837.604 | 20733.4141
3353 | 2021-05-20 16:00 | 76.9667 |  | 38.1 | 25.112 | 2.3596 | 0.2 | 6.757 | 297.8275 | 82.5382 | 0 |  | 76.9667 | 42.8176 | 39.4925 | 0.017809 | 42.8176 | 39.4925 | 0.015778 | 28.4417 | 37.5638 | 0 | 64.6854 | 64.565 | 7441.5825 | 28.6035 | 6757.031 | 6668.146 | 5711.9497 | 0 | 0 | 5706.5566 | 655.2237 | 0 | 0 | 0 | 165.6044 | 5540.952 | 677.5776 | 4832.25 | 4808.0884
3354 | 2021-05-20 17:00 | 0 |  | 0 | 23.6807 | 2.15 | 0.2
3355 | 2021-05-20 18:00 | 0 |  | 0 | 23.0829 | 2.6192 | 0.2
3356 | 2021-05-20 19:00 | 0 |  | 0 | 22.5497 | 3.0187 | 0.2
3357 | 2021-05-20 20:00 | 0 |  | 0 | 22.0021 | 1.3608 | 0.2
3358 | 2021-05-20 21:00 | 0 |  | 0 | 21.4545 | 0.82667 | 0.2
3359 | 2021-05-20 22:00 | 0 |  | 0 | 20.9069 | 0.70083 | 0.2
3360 | 2021-05-20 23:00 | 0 |  | 0 | 20.3552 | 0.67333 | 0.2
3361 | 2021-05-21 | 0 |  | 0 | 19.7793 | 1.1442 | 0.2
3362 | 2021-05-21 01:00 | 0 |  | 0 | 19.2045 | 1.7992 | 0.2
3363 | 2021-05-21 02:00 | 0 |  | 0 | 18.6659 | 1.4992 | 0.2
3364 | 2021-05-21 03:00 | 0 |  | 0 | 18.3451 | 2.0838 | 0.2
3365 | 2021-05-21 04:00 | 0 |  | 0 | 18.0677 | 2.3208 | 0.2
3366 | 2021-05-21 05:00 | 0 |  | 0 | 17.8604 | 2.9742 | 0.2
3367 | 2021-05-21 06:00 | 0.61667 |  | 0.61667 | 17.9595 | 2.4067 | 0.2 | -2.3461 | 67.9576 | 90 | 0 |  | 0.61667 | 0 | 0.67217 | 0.00014269 | 0 | 0.67217 | 0 | 0 | 0.63923 | 0 | 0.62645 | 0.62645 | 72.2011 | 17.9933 | 3.4563 | 3.4321 | 3.4228 | 0 | 0 | 3.4227 | 68.9909 | 0 | 0 | 0 | 3.4227 | 0 | 650 | 0 | 0
3368 | 2021-05-21 07:00 | 52.2167 |  | 47.4333 | 18.6284 | 1.7033 | 0.2 | 9.3528 | 60.1137 | 80.7211 | 0 |  | 52.2167 | 4.7455 | 47.6419 | 0.012082 | 4.7455 | 47.6419 | 0.010704 | 3.5111 | 45.3081 | 0 | 47.8429 | 47.8432 | 5514.0854 | 21.294 | 4843.9727 | 4899.5137 | 4697.678 | 0 | 0 | 4695.3975 | 745.0989 | 0 | 0 | 0 | 0 | 4695.3975 | 745.0989 | 4057.8733 | 4037.583740234375
3369 | 2021-05-21 08:00 | 114.8167 |  | 114.0833 | 19.5177 | 1.6483 | 0.2 | 20.0691 | 50.6724 | 69.8995 | 0 |  | 114.8167 | 0.73443 | 113.4571 | 0.026567 | 0.73443 | 113.4571 | 0.023537 | 0.6643 | 107.8985 | 0 | 106.3915 | 106.3917 | 12261.573 | 25.4602 | 11537.465 | 11520.521 | 11145.844 | 0 | 0 | 11133.27 | 754.68 | 0 | 0 | 0 | 0 | 11133.27 | 754.68 | 10289.067 | 10237.6221
3370 | 2021-05-21 09:00 | 254.9833 |  | 210.5667 | 20.7187 | 1.7913 | 0.2 | 29.2536 | 38.9226 | 60.5769 | 0 |  | 254.9833 | 44.6469 | 212.6509 | 0.059 | 44.6469 | 212.6509 | 0.052271 | 42.3346 | 202.2342 | 0 | 239.6775 | 239.6792 | 27623.793 | 34.0192 | 27069.191 | 26327.943 | 25405.861 | 0 | 0 | 25340.744 | 754.6237 | 0 | 0 | 0 | 0 | 25340.744 | 754.6237 | 24488.463 | 24366.0195
3371 | 2021-05-21 10:00 | 159.95 |  | 151.55 | 21.1962 | 0.89208 | 0.2 | 36.0975 | 24.2906 | 53.5542 | 0 |  | 159.95 | 8.4663 | 150.7794 | 0.03701 | 8.4663 | 150.7794 | 0.032789 | 8.1767 | 143.3926 | 0 | 148.5379 | 148.538 | 17119.387 | 29.7833 | 16424.996 | 16181.871 | 15463.292 | 0 | 0 | 15439.553 | 758.6589 | 0 | 0 | 0 | 0 | 15439.553 | 758.6589 | 14571.338 | 14498.4805
3372 | 2021-05-21 11:00 | 230.65 |  | 223.8833 | 21.7576 | 0.85 | 0.2 | 39.6252 | 7.0104 | 49.8237 | 0 |  | 230.65 | 6.8379 | 222.9844 | 0.053369 | 6.8379 | 222.9844 | 0.047283 | 6.6493 | 212.061 | 0 | 214.3361 | 214.326 | 24702.352 | 34.1716 | 24102.488 | 23428.037 | 22512.994 | 0 | 0 | 22461.752 | 754.0021 | 0 | 0 | 0 | 0 | 22461.752 | 754.0021 | 21567.115 | 21459.2793
3373 | 2021-05-21 12:00 | 381.9333 |  | 267.9 | 22.683 | 0.90708 | 0.2 | 39.1363 | 348.7926 | 50.1448 | 0 |  | 381.9333 | 115.5854 | 268.9336 | 0.088374 | 115.5854 | 268.9336 | 0.078296 | 112.3311 | 255.7648 | 0 | 360.734 | 360.7253 | 41573.184 | 43.5224 | 41267.207 | 38962.316 | 37612.082 | 0 | 0 | 37460.72 | 734.6714 | 0 | 0 | 0 | 0 | 37460.72 | 734.6714 | 36471.145 | 36288.7891
3374 | 2021-05-21 13:00 | 469.0333 |  | 172.3333 | 23.6285 | 2.0304 | 0.2 | 34.7382 | 332.0456 | 54.4647 | 0 |  | 469.0333 | 301.9827 | 174.9297 | 0.10853 | 301.9827 | 174.9297 | 0.096151 | 291.0476 | 166.3686 | 0 | 448.2679 | 448.0866 | 51643.55 | 48.225 | 51529.875 | 47915.906 | 45966.15 | 0 | 0 | 45737.137 | 728.2435 | 0 | 0 | 0 | 0 | 45737.137 | 728.2435 | 44550.773 | 44328.0195
3375 | 2021-05-21 14:00 | 442.8667 |  | 83.75 | 24.4192 | 2.4225 | 0.2 | 27.2532 | 318.1253 | 61.9503 | 0 |  | 442.8667 | 367.9594 | 86.0036 | 0.10247 | 367.9594 | 86.0036 | 0.090787 | 347.146 | 81.7964 | 0 | 420.3636 | 420.0028 | 48406.586 | 47.0664 | 48231.1 | 44987.94 | 42436.605 | 0 | 0 | 42239.758 | 729.4813 | 0 | 0 | 0 | 0 | 42239.758 | 729.4813 | 41135.84 | 40930.1602
3376 | 2021-05-21 15:00 | 289.2167 |  | 61.8 | 24.5697 | 2.6033 | 0.2 | 17.6429 | 306.9938 | 71.6 | 0 |  | 289.2167 | 236.3487 | 63.6811 | 0.066921 | 236.3487 | 63.6811 | 0.059289 | 210.649 | 60.5671 | 0 | 265.7917 | 265.942 | 30650.646 | 38.7922 | 30151.318 | 28838.332 | 26812.098 | 0 | 0 | 26731.9 | 737.6078 | 0 | 0 | 0 | 0 | 26731.9 | 737.6078 | 25861.986 | 25732.6758
3377 | 2021-05-21 16:00 | 71.2667 |  | 38.6667 | 23.8639 | 1.6946 | 0.2 | 6.6532 | 298.0029 | 82.6407 | 0 |  | 71.2667 | 35.973 | 39.9513 | 0.01649 | 35.973 | 39.9513 | 0.01461 | 23.7029 | 38.0002 | 0 | 60.469 | 60.4547 | 6967.58 | 27.2335 | 6287.1343 | 6233.0503 | 5496.635 | 0 | 0 | 5492.7705 | 737.6546 | 0 | 0 | 0 | 0 | 5492.7705 | 737.6546 | 4787.766 | 4763.8271
3378 | 2021-05-21 17:00 | 0 |  | 0 | 23.0536 | 1.1042 | 0.2
3379 | 2021-05-21 18:00 | 0 |  | 0 | 22.2974 | 0.67667 | 0.2
3380 | 2021-05-21 19:00 | 0 |  | 0 | 21.5498 | 0.72333 | 0.2
3381 | 2021-05-21 20:00 | 0 |  | 0 | 20.8023 | 1.0096 | 0.2
3382 | 2021-05-21 21:00 | 0 |  | 0 | 20.0548 | 1.3725 | 0.2
3383 | 2021-05-21 22:00 | 0 |  | 0 | 19.3073 | 1.695 | 0.2
3384 | 2021-05-21 23:00 | 0 |  | 0 | 18.5554 | 2.4225 | 0.2
3385 | 2021-05-22 | 0 |  | 0 | 17.7721 | 2.2517 | 0.2
3386 | 2021-05-22 01:00 | 0 |  | 0 | 16.9562 | 2.345 | 0.2
3387 | 2021-05-22 02:00 | 0 |  | 0 | 16.1828 | 3.0758 | 0.2
3388 | 2021-05-22 03:00 | 0 |  | 0 | 15.7149 | 2.1567 | 0.2
3389 | 2021-05-22 04:00 | 0 |  | 0 | 15.3706 | 1.8258 | 0.2
3390 | 2021-05-22 05:00 | 0 |  | 0 | 15.0787 | 1.8483 | 0.2
3391 | 2021-05-22 06:00 | 0.5 |  | 0.5 | 15.1499 | 2.1 | 0.2 | -2.4629 | 67.7957 | 90 | 0 |  | 0.5 | 0 | 0.54604 | 0.00011569 | 0 | 0.54604 | 0 | 0 | 0.51929 | 0 | 0.50891 | 0.50891 | 58.6514 | 15.1778 | 2.2808 | 2.2585 | 2.2534 | 0 | 0 | 2.2533 | 56.0199 | 0 | 0 | 0 | 2.2533 | 0 | 650 | 0 | 0
3392 | 2021-05-22 07:00 | 93.05 |  | 52.1667 | 16.1924 | 1.9725 | 0.2 | 9.2205 | 59.9627 | 80.8509 | 0 |  | 93.05 | 40.5663 | 52.4161 | 0.02153 | 40.5663 | 52.4161 | 0.019075 | 29.8372 | 49.8474 | 0 | 78.0909 | 78.1076 | 9002.184 | 20.4912 | 8284.364 | 8399.665 | 8064.7554 | 0 | 0 | 8058.3203 | 758.3293 | 0 | 0 | 0 | 0 | 8058.3203 | 758.3293 | 7216.5405 | 7180.458
3393 | 2021-05-22 08:00 | 260.3 |  | 96.35 | 17.9029 | 2.6467 | 0.2 | 19.9184 | 50.5341 | 70.048 | 0 |  | 260.3 | 164.2135 | 97.1466 | 0.06023 | 164.2135 | 97.1466 | 0.053361 | 148.362 | 92.3877 | 0 | 235.9348 | 235.9348 | 27191.904 | 30.4958 | 26630.367 | 26187.1 | 25216.684 | 0 | 0 | 25155.045 | 765.5296 | 0 | 0 | 0 | 0 | 25155.045 | 765.5296 | 24305.346 | 24183.8203
3394 | 2021-05-22 09:00 | 387.6833 |  | 147.8167 | 19.6261 | 2.8071 | 0.2 | 29.0824 | 38.8068 | 60.746 | 0 |  | 387.6833 | 241.1342 | 149.2001 | 0.089704 | 241.1342 | 149.2001 | 0.079474 | 228.5166 | 141.8929 | 0 | 363.0014 | 363.0196 | 41838.457 | 38.8612 | 41537.42 | 39810.742 | 38611.39 | 0 | 0 | 38458.76 | 747.5335 | 0 | 0 | 0 | 0 | 38458.76 | 747.5335 | 37445.516 | 37258.2891
3395 | 2021-05-22 10:00 | 511.9 |  | 140.5333 | 21.2615 | 4.0633 | 0.2 | 35.908 | 24.2173 | 53.7422 | 0 |  | 511.9 | 374.3318 | 142.8085 | 0.11845 | 374.3318 | 142.8085 | 0.10494 | 361.3881 | 135.8165 | 0 | 487.2605 | 487.238 | 56157.188 | 45.6441 | 56128.867 | 52656.645 | 50423.39 | 0 | 0 | 50155 | 734.6413 | 0 | 0 | 0 | 0 | 50155 | 734.6413 | 48866.453 | 48622.1211
3396 | 2021-05-22 11:00 | 578.0666 |  | 138.2 | 22.5942 | 5.2321 | 0.2 | 39.4269 | 7.0038 | 50.0214 | 0 |  | 578.0666 | 444.5392 | 140.7921 | 0.13376 | 444.5392 | 140.7921 | 0.1185 | 432.1361 | 133.9005 | 0 | 554.7159 | 554.6361 | 63923.438 | 48.9122 | 64033.316 | 59442.797 | 57211.94 | 0 | 0 | 56858.176 | 724.8392 | 0 | 0 | 0 | 0 | 56858.176 | 724.8392 | 55418.758 | 55141.6602
3397 | 2021-05-22 12:00 | 532.2833 |  | 183.4833 | 23.314 | 5.1342 | 0.2 | 38.9453 | 348.8602 | 50.3361 | 0 |  | 532.2833 | 353.5825 | 186.043 | 0.12316 | 353.5825 | 186.043 | 0.10912 | 343.5165 | 176.9365 | 0 | 510.0439 | 509.9873 | 58778.023 | 47.6214 | 58797.285 | 54803.906 | 52261.957 | 0 | 0 | 51969.234 | 731.9338 | 0 | 0 | 0 | 0 | 51969.234 | 731.9338 | 50639.355 | 50386.1562
3398 | 2021-05-22 13:00 | 432.6 |  | 197.3833 | 23.6123 | 3.5929 | 0.2 | 34.5681 | 332.1685 | 54.635 | 0 |  | 432.6 | 239.4338 | 200.111 | 0.1001 | 239.4338 | 200.111 | 0.088682 | 230.6773 | 190.3172 | 0 | 412.5746 | 412.57 | 47550.105 | 44.705 | 47358.38 | 44544.4 | 42688.688 | 0 | 0 | 42495.14 | 736.3555 | 0 | 0 | 0 | 0 | 42495.14 | 736.3555 | 41385.156 | 41178.2305
3399 | 2021-05-22 14:00 | 318.7333 |  | 153.0167 | 23.4115 | 3.7783 | 0.2 | 27.1091 | 318.2774 | 62.0941 | 0 |  | 318.7333 | 169.8266 | 155.4463 | 0.07375 | 169.8266 | 155.4463 | 0.06534 | 160.1348 | 147.8401 | 0 | 301.8154 | 301.7867 | 34781.94 | 38.7108 | 34351.023 | 32915.09 | 31557.1 | 0 | 0 | 31453.664 | 747.7479 | 0 | 0 | 0 | 0 | 31453.664 | 747.7479 | 30544.174 | 30391.4512
3400 | 2021-05-22 15:00 | 184.9833 |  | 129.4333 | 22.7733 | 2.6679 | 0.2 | 17.5234 | 307.1586 | 71.7187 | 0 |  | 184.9833 | 57.7509 | 130.3842 | 0.042803 | 57.7509 | 130.3842 | 0.037921 | 51.4138 | 124.0029 | 0 | 171.9084 | 172.0063 | 19824.295 | 31.9451 | 19160.37 | 18745.986 | 17960.207 | 0 | 0 | 17927.162 | 755.6032 | 0 | 0 | 0 | 0 | 17927.162 | 755.6032 | 17023.236 | 16938.1211
3401 | 2021-05-22 16:00 | 53.7167 |  | 44.7667 | 21.6906 | 2.6758 | 0.2 | 6.5544 | 298.1747 | 82.7383 | 0 |  | 53.7167 | 9.892 | 45.3906 | 0.012429 | 9.892 | 45.3906 | 0.011012 | 6.4662 | 43.1709 | 0 | 48.6443 | 48.6478 | 5606.8047 | 24.2837 | 4937.484 | 4946.834 | 4623.3315 | 0 | 0 | 4620.9546 | 735.1096 | 0 | 0 | 0 | 0 | 4620.9546 | 735.1096 | 3990.3345 | 3970.3828
3402 | 2021-05-22 17:00 | 0 |  | 0 | 20.6097 | 2.3742 | 0.2
3403 | 2021-05-22 18:00 | 0 |  | 0 | 20.016 | 2.7275 | 0.2
3404 | 2021-05-22 19:00 | 0 |  | 0 | 19.5064 | 1.6842 | 0.2
3405 | 2021-05-22 20:00 | 0 |  | 0 | 18.9968 | 0.855 | 0.2
3406 | 2021-05-22 21:00 | 0 |  | 0 | 18.4872 | 0.48792 | 0.2
3407 | 2021-05-22 22:00 | 0 |  | 0 | 17.9776 | 0.67333 | 0.2
3408 | 2021-05-22 23:00 | 0 |  | 0 | 17.4813 | 0.88375 | 0.2
3409 | 2021-05-23 | 0 |  | 0 | 17.0551 | 1.4967 | 0.2
3410 | 2021-05-23 01:00 | 0 |  | 0 | 16.6043 | 1.745 | 0.2
3411 | 2021-05-23 02:00 | 0 |  | 0 | 16.3572 | 2.7175 | 0.2
3412 | 2021-05-23 03:00 | 0 |  | 0 | 15.9563 | 3.3588 | 0.2
3413 | 2021-05-23 04:00 | 0 |  | 0 | 15.1245 | 3.625 | 0.2
3414 | 2021-05-23 05:00 | 0 |  | 0 | 15.6311 | 3.3904 | 0.2
3415 | 2021-05-23 06:00 | 0.51667 |  | 0.51667 | 16.2831 | 3.0275 | 0.2 | -2.5784 | 67.6398 | 90 | 0 |  | 0.51667 | 0 | 0.56416 | 0.00011955 | 0 | 0.56416 | 0 | 0 | 0.53652 | 0 | 0.52579 | 0.52579 | 60.5988 | 16.3107 | 2.4358 | 2.4147 | 2.4081 | 0 | 0 | 2.408 | 57.9721 | 0 | 0 | 0 | 2.408 | 0 | 650 | 0 | 0
3416 | 2021-05-23 07:00 | 78.85 |  | 57.75 | 17.3154 | 2.9346 | 0.2 | 9.0901 | 59.8177 | 80.979 | 0 |  | 78.85 | 20.9394 | 57.7928 | 0.018245 | 20.9394 | 57.7928 | 0.016164 | 15.3086 | 54.9607 | 0 | 68.8639 | 68.8682 | 7937.2144 | 20.9434 | 7228.036 | 7318.817 | 6998.982 | 0 | 0 | 6994.1426 | 759.8159 | 0 | 0 | 0 | 0 | 6994.1426 | 759.8159 | 6194.2188 | 6163.2476
3417 | 2021-05-23 08:00 | 198.3667 |  | 122.9333 | 18.6096 | 3.5838 | 0.2 | 19.7701 | 50.402 | 70.194 | 0 |  | 198.3667 | 75.5637 | 123.2882 | 0.045899 | 75.5637 | 123.2882 | 0.040665 | 68.1913 | 117.2485 | 0 | 181.731 | 181.7363 | 20945.666 | 27.9048 | 20293.777 | 20113.355 | 19466.404 | 0 | 0 | 19429.068 | 763.6651 | 0 | 0 | 0 | 0 | 19429.068 | 763.6651 | 18517.578 | 18424.9902
3418 | 2021-05-23 09:00 | 392.5 |  | 133.6167 | 20.185 | 3.6396 | 0.2 | 28.9147 | 38.6971 | 60.9116 | 0 |  | 392.5 | 260.2769 | 134.9618 | 0.090819 | 260.2769 | 134.9618 | 0.080462 | 246.5194 | 128.352 | 0 | 367.374 | 367.3558 | 42338.836 | 38.9263 | 42047.305 | 40292.1 | 38858.05 | 0 | 0 | 38704.492 | 750.4277 | 0 | 0 | 0 | 0 | 38704.492 | 750.4277 | 37685.305 | 37496.8789
3419 | 2021-05-23 10:00 | 378.65 |  | 236.5667 | 21.2535 | 3.2163 | 0.2 | 35.7231 | 24.1493 | 53.9257 | 0 |  | 378.65 | 143.2306 | 237.8113 | 0.087614 | 143.2306 | 237.8113 | 0.077623 | 138.2247 | 226.165 | 0 | 357.1019 | 357.088 | 41155.555 | 39.8253 | 40841.586 | 39023.97 | 37807.113 | 0 | 0 | 37660.65 | 744.7407 | 0 | 0 | 0 | 0 | 37660.65 | 744.7407 | 36666.746 | 36483.4141
3420 | 2021-05-23 11:00 | 402.6833 |  | 260.2833 | 22.019 | 2.7792 | 0.2 | 39.2342 | 7.0005 | 50.2137 | 0 |  | 402.6833 | 143.9254 | 261.9504 | 0.093175 | 143.9254 | 261.9504 | 0.082549 | 139.8646 | 249.1238 | 0 | 381.2086 | 381.1533 | 43928.84 | 42.2406 | 43667.66 | 41406.95 | 39848.016 | 0 | 0 | 39682.883 | 740.1199 | 0 | 0 | 0 | 0 | 39682.883 | 740.1199 | 38640.105 | 38446.9062
3421 | 2021-05-23 12:00 | 417.2 |  | 249.75 | 22.4958 | 2.3017 | 0.2 | 38.7603 | 348.9286 | 50.5214 | 0 |  | 417.2 | 169.7624 | 251.6371 | 0.096534 | 169.7624 | 251.6371 | 0.085525 | 164.8773 | 239.3172 | 0 | 396.1106 | 396.1312 | 45655.82 | 43.9736 | 45427.78 | 42832.953 | 40924.145 | 0 | 0 | 40748.7 | 740.7763 | 0 | 0 | 0 | 0 | 40748.7 | 740.7763 | 39680.344 | 39481.9453
3422 | 2021-05-23 13:00 | 114.05 |  | 109.3167 | 21.9637 | 2.2171 | 0.2 | 34.404 | 332.2899 | 54.7993 | 0 |  | 114.05 | 4.8188 | 108.7212 | 0.02639 | 4.8188 | 108.7212 | 0.02338 | 4.6408 | 103.3947 | 0 | 105.8749 | 105.8732 | 12202.059 | 27.7262 | 11477.861 | 11379.88 | 10983.146 | 0 | 0 | 10970.954 | 750.7775 | 0 | 0 | 0 | 0 | 10970.954 | 750.7775 | 10122.478 | 10071.8652
3423 | 2021-05-23 14:00 | 33.9 |  | 33.9 | 21.1067 | 1.3525 | 0.2 | 26.9707 | 318.4268 | 62.2322 | 0 |  | 33.9 | 0 | 33.6454 | 0.007844 | 0 | 33.6454 | 0.0069494 | 0 | 31.9968 | 0 | 31.3568 | 31.3582 | 3614.1711 | 22.8819 | 3002.8564 | 3022.1653 | 2912.8767 | 0 | 0 | 2911.941 | 719.7991 | 0 | 0 | 0 | 0 | 2911.941 | 719.7991 | 2468.2075 | 2455.866455078125
3424 | 2021-05-23 15:00 | 37.15 |  | 37.15 | 20.4902 | 1.7096 | 0.2 | 17.4091 | 307.3201 | 71.8321 | 0 |  | 37.15 | 0 | 36.8612 | 0.008596 | 0 | 36.8612 | 0.0076157 | 0 | 35.0549 | 0 | 34.3538 | 34.3544 | 3959.3403 | 22.4038 | 3334.7285 | 3361.1978 | 3249.5496 | 0 | 0 | 3248.4036 | 724.8125 | 0 | 0 | 0 | 0 | 3248.4036 | 724.8125 | 2763.5764 | 2749.758544921875
3425 | 2021-05-23 16:00 | 35.9667 |  | 34.95 | 19.9756 | 2.0296 | 0.2 | 6.4605 | 298.3427 | 82.831 | 0 |  | 35.9667 | 1.1254 | 34.8476 | 0.0083222 | 1.1254 | 34.8476 | 0.0073731 | 0.72994 | 33.1409 | 0 | 33.1935 | 33.1881 | 3824.9639 | 21.7974 | 3205.439 | 3236.7244 | 3125.6516 | 0 | 0 | 3124.5845 | 726.2276 | 0 | 0 | 0 | 0 | 3124.5845 | 726.2276 | 2654.6348 | 2641.361572265625
3426 | 2021-05-23 17:00 | 0 |  | 0 | 19.4374 | 3.3458 | 0.2
3427 | 2021-05-23 18:00 | 0 |  | 0 | 18.9008 | 2.9646 | 0.2
3428 | 2021-05-23 19:00 | 0 |  | 0 | 18.507 | 3.1725 | 0.2
3429 | 2021-05-23 20:00 | 0 |  | 0 | 18.1166 | 3.3258 | 0.2
3430 | 2021-05-23 21:00 | 0 |  | 0 | 17.6846 | 2.9792 | 0.2
3431 | 2021-05-23 22:00 | 0 |  | 0 | 17.246 | 2.3083 | 0.2
3432 | 2021-05-23 23:00 | 0 |  | 0 | 16.7461 | 1.2171 | 0.2
3433 | 2021-05-24 | 0 |  | 0 | 15.8675 | 1.5513 | 0.2
3434 | 2021-05-24 01:00 | 0 |  | 0 | 14.9152 | 3.7646 | 0.2
3435 | 2021-05-24 02:00 | 0 |  | 0 | 13.9114 | 6.0733 | 0.2
3436 | 2021-05-24 03:00 | 0 |  | 0 | 13.2773 | 4.4488 | 0.2
3437 | 2021-05-24 04:00 | 0 |  | 0 | 12.7314 | 4.1 | 0.2
3438 | 2021-05-24 05:00 | 0 |  | 0 | 12.3598 | 3.9912 | 0.2
3439 | 2021-05-24 06:00 | 0.6 |  | 0.6 | 12.4988 | 3.0867 | 0.2 | -2.6925 | 67.49 | 90 | 0 |  | 0.6 | 0 | 0.65438 | 0.00013883 | 0 | 0.65438 | 0 | 0 | 0.62232 | 0 | 0.60987 | 0.60987 | 70.2888 | 12.5307 | 3.2748 | 3.2341 | 3.2264 | 0 | 0 | 3.2262 | 66.9897 | 0 | 0 | 0 | 3.2262 | 0 | 650 | 0 | 0
3440 | 2021-05-24 07:00 | 122.4167 |  | 38.0833 | 14.0705 | 1.63 | 0.2 | 8.9616 | 59.6787 | 81.1053 | 0 |  | 122.4167 | 83.7029 | 38.5948 | 0.028326 | 83.7029 | 38.5948 | 0.025095 | 60.8186 | 36.7035 | 0 | 95.5717 | 95.6086 | 11019.032 | 19.4152 | 10294.944 | 10470.632 | 9980.166 | 0 | 0 | 9970.477 | 767.7158 | 0 | 0 | 0 | 0 | 9970.477 | 767.7158 | 9106.485 | 9060.9531
3441 | 2021-05-24 08:00 | 308.95 |  | 51.5667 | 16.2017 | 1.9096 | 0.2 | 19.6245 | 50.2761 | 70.3374 | 0 |  | 308.95 | 257.8586 | 52.5686 | 0.071487 | 257.8586 | 52.5686 | 0.063334 | 232.434 | 49.9937 | 0 | 276.7791 | 276.7848 | 31900.018 | 31.4788 | 31417.084 | 30802.988 | 29308.225 | 0 | 0 | 29223.96 | 763.1088 | 0 | 0 | 0 | 0 | 29223.96 | 763.1088 | 28330.047 | 28188.3965
3442 | 2021-05-24 09:00 | 472.8 |  | 57.2 | 18.334 | 1.9758 | 0.2 | 28.7507 | 38.5935 | 61.0738 | 0 |  | 472.8 | 417.8773 | 58.4027 | 0.1094 | 417.8773 | 58.4027 | 0.096923 | 395.5694 | 55.5427 | 0 | 442.0898 | 442.1062 | 50952.574 | 42.6625 | 50826.137 | 48141.605 | 46545.48 | 0 | 0 | 46319.375 | 737.4914 | 0 | 0 | 0 | 0 | 46319.375 | 737.4914 | 45119.418 | 44893.8203
3443 | 2021-05-24 10:00 | 586.5167 |  | 65.1333 | 20.2132 | 1.85 | 0.2 | 35.5429 | 24.0866 | 54.1046 | 0 |  | 586.5167 | 525.6387 | 66.4917 | 0.13571 | 525.6387 | 66.4917 | 0.12023 | 507.0753 | 63.236 | 0 | 558.9051 | 558.7574 | 64400.367 | 51.1375 | 64518.82 | 59456.76 | 57020.574 | 0 | 0 | 56667.707 | 721.6935 | 0 | 0 | 0 | 0 | 56667.707 | 721.6935 | 55232.508 | 54956.3438
3444 | 2021-05-24 11:00 | 648.1834 |  | 66.7833 | 21.7246 | 1.8533 | 0.2 | 39.0472 | 7.0006 | 50.4003 | 0 |  | 648.1834 | 587.6788 | 68.2223 | 0.14998 | 587.6788 | 68.2223 | 0.13288 | 570.9169 | 64.8824 | 0 | 623.0834 | 622.9658 | 71799.07 | 56.1972 | 72031.68 | 65256.49 | 62837.484 | 0 | 0 | 62385.348 | 705.7908 | 0 | 0 | 0 | 0 | 62385.348 | 705.7908 | 60825.312 | 60521.1875
3445 | 2021-05-24 12:00 | 641.9667 |  | 70.5833 | 22.7541 | 1.3225 | 0.2 | 38.5815 | 348.9977 | 50.7006 | 0 |  | 641.9667 | 579.3285 | 72.1697 | 0.14854 | 579.3285 | 72.1697 | 0.1316 | 562.4836 | 68.6372 | 0 | 618.4983 | 618.5697 | 71289.55 | 57.8203 | 71511.91 | 64401.996 | 62354.137 | 0 | 0 | 61895.945 | 698.9105 | 0 | 0 | 0 | 0 | 61895.945 | 698.9105 | 60346.453 | 60044.7227
3446 | 2021-05-24 13:00 | 569.7167 |  | 65.75 | 23.1767 | 2.345 | 0.2 | 34.2459 | 332.41 | 54.9576 | 0 |  | 569.7167 | 513.1213 | 67.3874 | 0.13182 | 513.1213 | 67.3874 | 0.11679 | 493.9999 | 64.0895 | 0 | 546.9277 | 546.9718 | 63039.367 | 52.7745 | 63130.73 | 57812.41 | 55079.68 | 0 | 0 | 54741.664 | 717.4999 | 0 | 0 | 0 | 0 | 54741.664 | 717.4999 | 53349.34 | 53082.5938
3447 | 2021-05-24 14:00 | 441.6 |  | 52.3833 | 23.1776 | 2.2758 | 0.2 | 26.8379 | 318.5734 | 62.3646 | 0 |  | 441.6 | 399.0016 | 53.9063 | 0.10218 | 399.0016 | 53.9063 | 0.090527 | 375.8461 | 51.2689 | 0 | 418.5727 | 418.1716 | 48194.824 | 45.8771 | 48015.297 | 44954.867 | 42696.336 | 0 | 0 | 42498.254 | 730.6988 | 0 | 0 | 0 | 0 | 42498.254 | 730.6988 | 41388.195 | 41181.2539
3448 | 2021-05-24 15:00 | 270.85 |  | 50.5333 | 22.5838 | 2.3983 | 0.2 | 17.3002 | 307.4781 | 71.9403 | 0 |  | 270.85 | 229.1907 | 52.2653 | 0.062671 | 229.1907 | 52.2653 | 0.055524 | 203.607 | 49.7102 | 0 | 248.2508 | 247.8147 | 28561.75 | 35.9611 | 28027.719 | 27051.38 | 25041.732 | 0 | 0 | 24975.162 | 752.2676 | 0 | 0 | 0 | 0 | 24975.162 | 752.2676 | 24127.055 | 24006.4199
3449 | 2021-05-24 16:00 | 86.7 |  | 34.0833 | 21.3077 | 2.6467 | 0.2 | 6.3715 | 298.5069 | 82.9188 | 0 |  | 86.7 | 58.3363 | 35.4631 | 0.020061 | 58.3363 | 35.4631 | 0.017773 | 37.5466 | 33.7317 | 0 | 69.8527 | 69.8906 | 8055.2603 | 25.0381 | 7378.071 | 7353.4326 | 6213.411 | 0 | 0 | 6206.591 | 663.9219 | 0 | 0 | 0 | 109.4614 | 6097.1294 | 680.4947 | 5348.868 | 5322.1235
3450 | 2021-05-24 17:00 | 0 |  | 0 | 19.9276 | 3.05 | 0.2
3451 | 2021-05-24 18:00 | 0 |  | 0 | 19.0382 | 2.5204 | 0.2
3452 | 2021-05-24 19:00 | 0 |  | 0 | 18.2359 | 1.4317 | 0.2
3453 | 2021-05-24 20:00 | 0 |  | 0 | 17.4336 | 0.96625 | 0.2
3454 | 2021-05-24 21:00 | 0 |  | 0 | 16.6313 | 0.45333 | 0.2
3455 | 2021-05-24 22:00 | 0 |  | 0 | 15.8377 | 0.25 | 0.2
3456 | 2021-05-24 23:00 | 0 |  | 0 | 15.107 | 0.41042 | 0.2
3457 | 2021-05-25 | 0 |  | 0 | 14.4417 | 0.60083 | 0.2
3458 | 2021-05-25 01:00 | 0 |  | 0 | 13.7792 | 0.325 | 0.2
3459 | 2021-05-25 02:00 | 0 |  | 0 | 13.1549 | 0.62333 | 0.2
3460 | 2021-05-25 03:00 | 0 |  | 0 | 12.776 | 0.5525 | 0.2
3461 | 2021-05-25 04:00 | 0 |  | 0 | 12.4525 | 0.21292 | 0.2
3462 | 2021-05-25 05:00 | 0 |  | 0 | 12.2394 | 0.44833 | 0.2
3463 | 2021-05-25 06:00 | 0.55 |  | 0.55 | 12.447 | 0.48792 | 0.2 | -2.8052 | 67.3462 | 90 | 0 |  | 0.55 | 0 | 0.60038 | 0.00012726 | 0 | 0.60038 | 0 | 0 | 0.57096 | 0 | 0.55954 | 0.55954 | 64.4895 | 12.4799 | 2.7578 | 2.7234 | 2.7164 | 0 | 0 | 2.7163 | 61.5799 | 0 | 0 | 0 | 2.7163 | 0 | 650 | 0 | 0
3464 | 2021-05-25 07:00 | 124.45 |  | 38.2667 | 14.1719 | 0.58208 | 0.2 | 8.8351 | 59.5459 | 81.2297 | 0 |  | 124.45 | 85.5506 | 38.775 | 0.028796 | 85.5506 | 38.775 | 0.025512 | 61.772 | 36.8749 | 0 | 96.674 | 96.6917 | 11143.779 | 19.841 | 10419.578 | 10583.916 | 10067.205 | 0 | 0 | 10057.452 | 769.3876 | 0 | 0 | 0 | 0 | 10057.452 | 769.3876 | 9194.069 | 9148.0996
3465 | 2021-05-25 08:00 | 310.4333 |  | 50.9333 | 16.4973 | 1.6433 | 0.2 | 19.4817 | 50.1563 | 70.4782 | 0 |  | 310.4333 | 260.0092 | 51.9288 | 0.07183 | 260.0092 | 51.9288 | 0.063638 | 234.1047 | 49.3852 | 0 | 277.8202 | 277.8164 | 32019.057 | 32.0183 | 31538.182 | 30869.877 | 29823.512 | 0 | 0 | 29736.219 | 762.7125 | 0 | 0 | 0 | 0 | 29736.219 | 762.7125 | 28838.578 | 28694.3848
3466 | 2021-05-25 09:00 | 484.4833 |  | 60.2667 | 18.8414 | 1.9258 | 0.2 | 28.5903 | 38.4959 | 61.2324 | 0 |  | 484.4833 | 426.5809 | 61.5093 | 0.1121 | 426.5809 | 61.5093 | 0.099318 | 403.5862 | 58.4971 | 0 | 452.8416 | 452.8013 | 52186.535 | 43.8152 | 52083.645 | 49153.37 | 47703.363 | 0 | 0 | 47464.543 | 736.1092 | 0 | 0 | 0 | 0 | 47464.543 | 736.1092 | 46237.965 | 46006.7734
3467 | 2021-05-25 10:00 | 606.8166 |  | 67 | 20.9255 | 1.6275 | 0.2 | 35.3675 | 24.0291 | 54.2787 | 0 |  | 606.8166 | 544.2683 | 68.3851 | 0.14041 | 544.2683 | 68.3851 | 0.1244 | 524.8508 | 65.0367 | 0 | 578.0898 | 578.0838 | 66626.52 | 53.2449 | 66781.67 | 61112.562 | 58638.91 | 0 | 0 | 58260.203 | 718.8136 | 0 | 0 | 0 | 0 | 58260.203 | 718.8136 | 56789.867 | 56505.918
3468 | 2021-05-25 11:00 | 674.7 |  | 75.7167 | 22.6016 | 1.4742 | 0.2 | 38.8658 | 7.0041 | 50.5813 | 0 |  | 674.7 | 605.5026 | 77.2761 | 0.15612 | 605.5026 | 77.2761 | 0.13831 | 588.0499 | 73.4929 | 0 | 648.312 | 648.3088 | 74719.87 | 59.1009 | 74991.56 | 67260.6 | 65239.297 | 0 | 0 | 64740.004 | 696.4239 | 0 | 0 | 0 | 0 | 64740.004 | 696.4239 | 63097.375 | 62781.8867
3469 | 2021-05-25 12:00 | 662.8833 |  | 82.3667 | 23.7484 | 1.9779 | 0.2 | 38.4088 | 349.0675 | 50.8736 | 0 |  | 662.8833 | 588.6423 | 84.1108 | 0.15338 | 588.6423 | 84.1108 | 0.13589 | 571.3541 | 79.9937 | 0 | 638.3209 | 638.1141 | 73544.17 | 58.8596 | 73798.5 | 66231.7 | 64024.15 | 0 | 0 | 63550.83 | 701.9228 | 0 | 0 | 0 | 0 | 63550.83 | 701.9228 | 61950.945 | 61641.1875
3470 | 2021-05-25 13:00 | 590.8833 |  | 79.1333 | 24.4612 | 3.4546 | 0.2 | 34.094 | 332.5286 | 55.1098 | 0 |  | 590.8833 | 521.1036 | 80.9714 | 0.13672 | 521.1036 | 80.9714 | 0.12113 | 501.5118 | 77.0086 | 0 | 566.95 | 566.7487 | 65318.87 | 53.6193 | 65448.387 | 59779.89 | 56967.95 | 0 | 0 | 56603.223 | 715.0114 | 0 | 0 | 0 | 0 | 56603.223 | 715.0114 | 55169.45 | 54893.6016
3471 | 2021-05-25 14:00 | 450.7167 |  | 57.8167 | 24.5151 | 3.8571 | 0.2 | 26.7109 | 318.7172 | 62.4913 | 0 |  | 450.7167 | 402.8409 | 59.4487 | 0.10429 | 402.8409 | 59.4487 | 0.092396 | 379.2778 | 56.54 | 0 | 427.1015 | 426.8282 | 49193.312 | 46.0761 | 49032.59 | 45878.566 | 43414.402 | 0 | 0 | 43211.254 | 732.575 | 0 | 0 | 0 | 0 | 43211.254 | 732.575 | 42084.297 | 41873.875
3472 | 2021-05-25 15:00 | 279.0667 |  | 53.9 | 23.6988 | 4.675 | 0.2 | 17.1965 | 307.6327 | 72.0432 | 0 |  | 279.0667 | 234.3064 | 55.6839 | 0.064572 | 234.3064 | 55.6839 | 0.057208 | 207.9418 | 52.9614 | 0 | 255.6851 | 255.6961 | 29470.285 | 36.1433 | 28951.658 | 27928.334 | 25718.299 | 0 | 0 | 25648.086 | 755.0974 | 0 | 0 | 0 | 0 | 25648.086 | 755.0974 | 24791.646 | 24667.6895
3473 | 2021-05-25 16:00 | 88.3833 |  | 34.5167 | 22.3669 | 3.8075 | 0.2 | 6.2875 | 298.6672 | 83.0017 | 0 |  | 88.3833 | 59.8116 | 35.8916 | 0.020451 | 59.8116 | 35.8916 | 0.018118 | 38.2096 | 34.1392 | 0 | 70.9018 | 70.748 | 8153.6406 | 25.9488 | 7476.311 | 7430.4424 | 6283.418 | 0 | 0 | 6276.3623 | 663.668 | 0 | 0 | 0 | 129.0719 | 6147.2905 | 681.3544 | 5395.7446 | 5368.7656
3474 | 2021-05-25 17:00 | 0 |  | 0 | 20.9252 | 3.1921 | 0.2
3475 | 2021-05-25 18:00 | 0 |  | 0 | 20.0619 | 2.4962 | 0.2
3476 | 2021-05-25 19:00 | 0 |  | 0 | 19.3025 | 1.2212 | 0.2
3477 | 2021-05-25 20:00 | 0 |  | 0 | 18.5431 | 0.55333 | 0.2
3478 | 2021-05-25 21:00 | 0 |  | 0 | 17.7838 | 0.36208 | 0.2
3479 | 2021-05-25 22:00 | 0 |  | 0 | 17.0244 | 0.57333 | 0.2
3480 | 2021-05-25 23:00 | 0 |  | 0 | 16.2701 | 0.73542 | 0.2
3481 | 2021-05-26 | 0 |  | 0 | 15.5504 | 1.0242 | 0.2
3482 | 2021-05-26 01:00 | 0 |  | 0 | 14.8417 | 1.0829 | 0.2
3483 | 2021-05-26 02:00 | 0 |  | 0 | 14.0916 | 1.875 | 0.2
3484 | 2021-05-26 03:00 | 0 |  | 0 | 13.6213 | 0.98333 | 0.2
3485 | 2021-05-26 04:00 | 0 |  | 0 | 13.2179 | 0.3025 | 0.2
3486 | 2021-05-26 05:00 | 0 |  | 0 | 12.9468 | 0.28708 | 0.2
3487 | 2021-05-26 06:00 | 0.53333 |  | 0.53333 | 13.1192 | 0.34833 | 0.2 | -2.9163 | 67.2085 | 90 | 0 |  | 0.53333 | 0 | 0.58239 | 0.00012341 | 0 | 0.58239 | 0 | 0 | 0.55386 | 0 | 0.54278 | 0.54278 | 62.5567 | 13.1513 | 2.5952 | 2.5645 | 2.5579 | 0 | 0 | 2.5578 | 59.548 | 0 | 0 | 0 | 2.5578 | 0 | 650 | 0 | 0
3488 | 2021-05-26 07:00 | 119.9167 |  | 37.7333 | 14.731 | 0.69667 | 0.2 | 8.7107 | 59.4192 | 81.3521 | 0 |  | 119.9167 | 81.5906 | 38.237 | 0.027747 | 81.5906 | 38.237 | 0.024583 | 58.537 | 36.3633 | 0 | 93.0022 | 93.0215 | 10721.014 | 20.1567 | 9997.209 | 10145.326 | 9666.958 | 0 | 0 | 9657.94 | 768.9712 | 0 | 0 | 0 | 0 | 9657.94 | 768.9712 | 8792.925 | 8748.96
3489 | 2021-05-26 08:00 | 307.7167 |  | 48.4 | 16.9071 | 1.2296 | 0.2 | 19.3417 | 50.0427 | 70.6163 | 0 |  | 307.7167 | 259.8546 | 49.3909 | 0.071201 | 259.8546 | 49.3909 | 0.063081 | 233.6994 | 46.9717 | 0 | 275.0577 | 275.0523 | 31700.37 | 32.5656 | 31213.963 | 30501.129 | 29263.918 | 0 | 0 | 29179.955 | 763.1227 | 0 | 0 | 0 | 0 | 29179.955 | 763.1227 | 28286.38 | 28144.9473
3490 | 2021-05-26 09:00 | 474.4 |  | 66.9 | 19.1426 | 2.4787 | 0.2 | 28.4337 | 38.4043 | 61.3873 | 0 |  | 474.4 | 409.8082 | 68.2172 | 0.10977 | 409.8082 | 68.2172 | 0.097251 | 387.5067 | 64.8765 | 0 | 443.3355 | 443.2811 | 51089.543 | 42.9839 | 50965.68 | 48221.65 | 46386.734 | 0 | 0 | 46162.934 | 740.2302 | 0 | 0 | 0 | 0 | 46162.934 | 740.2302 | 44966.63 | 44741.793
3491 | 2021-05-26 10:00 | 597.8667 |  | 64.1333 | 21.1363 | 3.1829 | 0.2 | 35.1969 | 23.9767 | 54.4481 | 0 |  | 597.8667 | 538.1788 | 65.4838 | 0.13834 | 538.1788 | 65.4838 | 0.12256 | 518.7879 | 62.2775 | 0 | 569.4441 | 569.4286 | 65628.016 | 50.7966 | 65766.95 | 60678.742 | 58867.34 | 0 | 0 | 58487.387 | 719.3076 | 0 | 0 | 0 | 0 | 58487.387 | 719.3076 | 57012.06 | 56727
3492 | 2021-05-26 11:00 | 649.8833 |  | 66.2333 | 22.7246 | 3.7079 | 0.2 | 38.6903 | 7.0107 | 50.7565 | 0 |  | 649.8833 | 590.0501 | 67.6706 | 0.15037 | 590.0501 | 67.6706 | 0.13322 | 572.8688 | 64.3578 | 0 | 624.4821 | 624.6791 | 71995.58 | 54.4947 | 72229.305 | 65807.42 | 62826.16 | 0 | 0 | 62389.36 | 717.1563 | 0 | 0 | 0 | 0 | 62389.36 | 717.1563 | 60829.24 | 60525.0938
3493 | 2021-05-26 12:00 | 652.6834 |  | 70.25 | 23.7958 | 4.3554 | 0.2 | 38.2424 | 349.1379 | 51.0403 | 0 |  | 652.6834 | 590.6379 | 71.8377 | 0.15102 | 590.6379 | 71.8377 | 0.1338 | 573.1226 | 68.3214 | 0 | 628.6151 | 628.7224 | 72460.06 | 54.8433 | 72698.88 | 66151.75 | 63464.184 | 0 | 0 | 63007.527 | 712.025 | 0 | 0 | 0 | 0 | 63007.527 | 712.025 | 61427.016 | 61119.8828
3494 | 2021-05-26 13:00 | 570.1333 |  | 64.9 | 24.439 | 5.0163 | 0.2 | 33.9482 | 332.6456 | 55.2558 | 0 |  | 570.1333 | 514.5227 | 66.5285 | 0.13192 | 514.5227 | 66.5285 | 0.11688 | 495.013 | 63.2727 | 0 | 547.1199 | 547.0245 | 63047.113 | 50.652 | 63138.535 | 58241.91 | 55306.766 | 0 | 0 | 54973.09 | 725.783 | 0 | 0 | 0 | 0 | 54973.09 | 725.783 | 53575.59 | 53307.7109
3495 | 2021-05-26 14:00 | 442.7833 |  | 51.7333 | 24.4623 | 3.8154 | 0.2 | 26.5897 | 318.8583 | 62.6123 | 0 |  | 442.7833 | 401.0048 | 53.2472 | 0.10245 | 401.0048 | 53.2472 | 0.09077 | 377.3719 | 50.642 | 0 | 419.4536 | 419.6754 | 48368.52 | 45.7022 | 48192.16 | 45139.395 | 42657.32 | 0 | 0 | 42461.496 | 735.6226 | 0 | 0 | 0 | 0 | 42461.496 | 735.6226 | 41352.312 | 41145.5508
3496 | 2021-05-26 15:00 | 271.7167 |  | 47.4833 | 23.66 | 4.5683 | 0.2 | 17.0982 | 307.7838 | 72.1407 | 0 |  | 271.7167 | 233.4025 | 49.1628 | 0.062871 | 233.4025 | 49.1628 | 0.055701 | 206.9391 | 46.7595 | 0 | 248.6247 | 248.6329 | 28656.232 | 35.8196 | 28124.541 | 27156.31 | 24806.63 | 0 | 0 | 24741.104 | 756.9094 | 0 | 0 | 0 | 0 | 24741.104 | 756.9094 | 23887.418 | 23767.9805
3497 | 2021-05-26 16:00 | 85.6833 |  | 34.2167 | 22.3812 | 4.8042 | 0.2 | 6.2085 | 298.8236 | 83.0797 | 0 |  | 85.6833 | 57.2296 | 35.5879 | 0.019826 | 57.2296 | 35.5879 | 0.017565 | 36.2962 | 33.8504 | 0 | 68.7436 | 68.5553 | 7901.3696 | 25.6981 | 7226.1904 | 7189.0063 | 6059.169 | 0 | 0 | 6052.6294 | 663.5747 | 0 | 0 | 0 | 122.0732 | 5930.556 | 681.0921 | 5193.538 | 5167.5708
3498 | 2021-05-26 17:00 | 0 |  | 0 | 20.9922 | 3.6867 | 0.2
3499 | 2021-05-26 18:00 | 0 |  | 0 | 20.15 | 2.3696 | 0.2
3500 | 2021-05-26 19:00 | 0 |  | 0 | 19.4062 | 1.905 | 0.2
3501 | 2021-05-26 20:00 | 0 |  | 0 | 18.6624 | 1.0929 | 0.2
3502 | 2021-05-26 21:00 | 0 |  | 0 | 17.9186 | 0.7025 | 0.2
3503 | 2021-05-26 22:00 | 0 |  | 0 | 17.1748 | 0.55958 | 0.2
3504 | 2021-05-26 23:00 | 0 |  | 0 | 16.4443 | 1.2346 | 0.2
3505 | 2021-05-27 | 0 |  | 0 | 15.8026 | 1.0904 | 0.2
3506 | 2021-05-27 01:00 | 0 |  | 0 | 15.1977 | 0.78792 | 0.2
3507 | 2021-05-27 02:00 | 0 |  | 0 | 14.5307 | 0.97333 | 0.2
3508 | 2021-05-27 03:00 | 0 |  | 0 | 14.1059 | 1.0871 | 0.2
3509 | 2021-05-27 04:00 | 0 |  | 0 | 13.7402 | 1.1242 | 0.2
3510 | 2021-05-27 05:00 | 0 |  | 0 | 13.4915 | 1.2862 | 0.2
3511 | 2021-05-27 06:00 | 0.4 |  | 0.4 | 13.6449 | 1.3871 | 0.2 | -3.0259 | 67.077 | 90 | 0 |  | 0.4 | 0 | 0.43775 | 9.25544e-05 | 0 | 0.43775 | 0 | 0 | 0.4163 | 0 | 0.40797 | 0.40797 | 47.0208 | 13.6679 | 1.4671 | 1.4505 | 1.4467 | 0 | 0 | 1.4467 | 44.8062 | 0 | 0 | 0 | 1.4467 | 0 | 650 | 0 | 0
3512 | 2021-05-27 07:00 | 111.5 |  | 37.65 | 15.1373 | 1.3879 | 0.2 | 8.5884 | 59.2985 | 81.4724 | 0 |  | 111.5 | 73.3265 | 38.0689 | 0.0258 | 73.3265 | 38.0689 | 0.022857 | 52.2665 | 36.2032 | 0 | 86.7003 | 86.7543 | 9998.779 | 20.0407 | 9276.814 | 9417.739 | 8983.067 | 0 | 0 | 8975.197 | 765.9821 | 0 | 0 | 0 | 0 | 8975.197 | 765.9821 | 8114.27 | 8073.6987
3513 | 2021-05-27 08:00 | 293.7667 |  | 48.9667 | 17.1489 | 1.4217 | 0.2 | 19.2046 | 49.9352 | 70.7515 | 0 |  | 293.7667 | 245.3344 | 49.941 | 0.067973 | 245.3344 | 49.941 | 0.060222 | 220.391 | 47.4949 | 0 | 262.5282 | 262.5146 | 30255.885 | 31.9636 | 29744.775 | 29118.887 | 27876.645 | 0 | 0 | 27800.668 | 764.3027 | 0 | 0 | 0 | 0 | 27800.668 | 764.3027 | 26919.268 | 26784.6699
3514 | 2021-05-27 09:00 | 441.6833 |  | 58.2167 | 19.2178 | 2.1079 | 0.2 | 28.281 | 38.3186 | 61.5384 | 0 |  | 441.6833 | 385.6725 | 59.4375 | 0.1022 | 385.6725 | 59.4375 | 0.090544 | 364.4886 | 56.5268 | 0 | 412.5951 | 412.5547 | 47548.33 | 41.7842 | 47356.555 | 44975.938 | 43416.312 | 0 | 0 | 43222.19 | 742.5586 | 0 | 0 | 0 | 0 | 43222.19 | 742.5586 | 42094.977 | 41884.5039
3515 | 2021-05-27 10:00 | 559.0167 |  | 66.9833 | 21.0554 | 2.35 | 0.2 | 35.0313 | 23.9294 | 54.6127 | 0 |  | 559.0167 | 496.1705 | 68.3733 | 0.12935 | 496.1705 | 68.3733 | 0.1146 | 478.1208 | 65.0255 | 0 | 532.2834 | 532.1786 | 61334.58 | 49.8461 | 61400.348 | 56823.383 | 54827.44 | 0 | 0 | 54498.094 | 721.5353 | 0 | 0 | 0 | 0 | 54498.094 | 721.5353 | 53111.223 | 52845.6641
3516 | 2021-05-27 11:00 | 601.4667 |  | 113.5 | 22.5004 | 2.4071 | 0.2 | 38.5206 | 7.0204 | 50.926 | 0 |  | 601.4667 | 493.3561 | 115.7692 | 0.13917 | 493.3561 | 115.7692 | 0.1233 | 478.8485 | 110.1023 | 0 | 577.1717 | 576.9134 | 66491.44 | 53.6303 | 66643.57 | 60900.97 | 58358.85 | 0 | 0 | 57978.535 | 713.1575 | 0 | 0 | 0 | 0 | 57978.535 | 713.1575 | 56514.39 | 56231.8203
3517 | 2021-05-27 12:00 | 591.1834 |  | 87.3667 | 23.4296 | 3.5787 | 0.2 | 38.0822 | 349.2089 | 51.2009 | 0 |  | 591.1834 | 510.9571 | 89.1726 | 0.13679 | 510.9571 | 89.1726 | 0.12119 | 495.6632 | 84.8077 | 0 | 568.8614 | 568.5939 | 65533.16 | 52.5178 | 65668.2 | 60221.484 | 57340.645 | 0 | 0 | 56977.406 | 719.9913 | 0 | 0 | 0 | 0 | 56977.406 | 719.9913 | 55535.35 | 55257.6758
3518 | 2021-05-27 13:00 | 523.5666 |  | 82.9833 | 23.9895 | 4.2708 | 0.2 | 33.8085 | 332.761 | 55.3957 | 0 |  | 523.5666 | 448.7302 | 85.1896 | 0.12115 | 448.7302 | 85.1896 | 0.10733 | 431.5757 | 81.0217 | 0 | 502.3455 | 502.2123 | 57881.316 | 48.8853 | 57882.977 | 53702.656 | 51374.08 | 0 | 0 | 51086.95 | 728.1108 | 0 | 0 | 0 | 0 | 51086.95 | 728.1108 | 49777.125 | 49528.2383
3519 | 2021-05-27 14:00 | 403.1 |  | 67.4667 | 23.9762 | 4.5275 | 0.2 | 26.4743 | 318.9964 | 62.7275 | 0 |  | 403.1 | 344.2274 | 69.4938 | 0.093272 | 344.2274 | 69.4938 | 0.082635 | 323.7945 | 66.0948 | 0 | 382.0915 | 381.773 | 44002.027 | 42.6819 | 43742.96 | 41380.78 | 39227.125 | 0 | 0 | 39063.04 | 740.4287 | 0 | 0 | 0 | 0 | 39063.04 | 740.4287 | 38035.195 | 37845.0195
3520 | 2021-05-27 15:00 | 242.9833 |  | 55.2333 | 23.202 | 3.7687 | 0.2 | 17.0053 | 307.9312 | 72.233 | 0 |  | 242.9833 | 195.4814 | 57.0343 | 0.056223 | 195.4814 | 57.0343 | 0.049811 | 173.1571 | 54.2457 | 0 | 222.8547 | 222.6358 | 25659.783 | 34.4936 | 25079.982 | 24323.283 | 22487.936 | 0 | 0 | 22433.94 | 753.8768 | 0 | 0 | 0 | 0 | 22433.94 | 753.8768 | 21538.953 | 21431.2578
3521 | 2021-05-27 16:00 | 74.7833 |  | 35.7333 | 22.0509 | 3.0108 | 0.2 | 6.1344 | 298.976 | 83.1527 | 0 |  | 74.7833 | 43.4832 | 37.0916 | 0.017304 | 43.4832 | 37.0916 | 0.01533 | 27.3858 | 35.2805 | 0 | 61.413 | 61.1767 | 7050.928 | 25.2625 | 6377.208 | 6358.1646 | 5372.5776 | 0 | 0 | 5367.6377 | 662.0405 | 0 | 0 | 0 | 121.2089 | 5246.429 | 680.477 | 4561.008 | 4538.2031
3522 | 2021-05-27 17:00 | 0 |  | 0 | 20.786 | 1.3108 | 0.2
3523 | 2021-05-27 18:00 | 0 |  | 0 | 20.1269 | 0.68875 | 0.2
3524 | 2021-05-27 19:00 | 0 |  | 0 | 19.5773 | 0.79833 | 0.2
3525 | 2021-05-27 20:00 | 0 |  | 0 | 19.0277 | 0.97417 | 0.2
3526 | 2021-05-27 21:00 | 0 |  | 0 | 18.4781 | 0.96375 | 0.2
3527 | 2021-05-27 22:00 | 0 |  | 0 | 17.9285 | 0.7025 | 0.2
3528 | 2021-05-27 23:00 | 0 |  | 0 | 17.3955 | 0.55958 | 0.2
3529 | 2021-05-28 | 0 |  | 0 | 16.9651 | 1.2104 | 0.2
3530 | 2021-05-28 01:00 | 0 |  | 0 | 16.5494 | 0.92833 | 0.2
3531 | 2021-05-28 02:00 | 0 |  | 0 | 16.1581 | 0.62667 | 0.2
3532 | 2021-05-28 03:00 | 0 |  | 0 | 15.9213 | 0.53708 | 0.2
3533 | 2021-05-28 04:00 | 0 |  | 0 | 15.7195 | 0.80708 | 0.2
3534 | 2021-05-28 05:00 | 0 |  | 0 | 15.5871 | 1.7788 | 0.2
3535 | 2021-05-28 06:00 | 0.35 |  | 0.35 | 15.6968 | 2.4896 | 0.2 | -3.1337 | 66.9516 | 90 | 0 |  | 0.35 | 0 | 0.38336 | 8.0985104e-05 | 0 | 0.38336 | 0 | 0 | 0.36458 | 0 | 0.35729 | 0.35729 | 41.1787 | 15.716 | 1.1259 | 1.1155 | 1.1121 | 0 | 0 | 1.112 | 39.2616 | 0 | 0 | 0 | 1.112 | 0 | 650 | 0 | 0
3536 | 2021-05-28 07:00 | 74.1833 |  | 49.8333 | 16.6493 | 1.4696 | 0.2 | 8.4683 | 59.184 | 81.5905 | 0 |  | 74.1833 | 24.1803 | 49.8883 | 0.017165 | 24.1803 | 49.8883 | 0.015207 | 17.1218 | 47.4436 | 0 | 63.2741 | 63.2699 | 7291.948 | 20.2121 | 6590.376 | 6688.2974 | 6388.83 | 0 | 0 | 6384.732 | 754.9915 | 0 | 0 | 0 | 0 | 6384.732 | 754.9915 | 5618.2744 | 5590.1826
3537 | 2021-05-28 08:00 | 202 |  | 119.1667 | 18.1122 | 1.1258 | 0.2 | 19.0705 | 49.8338 | 70.8839 | 0 |  | 202 | 83.0229 | 119.5237 | 0.04674 | 83.0229 | 119.5237 | 0.04141 | 74.498 | 113.6684 | 0 | 184.4031 | 184.4095 | 21253.652 | 28.6602 | 20605.738 | 20374.494 | 19685.457 | 0 | 0 | 19647.34 | 763.6921 | 0 | 0 | 0 | 0 | 19647.34 | 763.6921 | 18735.629 | 18641.9492
3538 | 2021-05-28 09:00 | 316.3833 |  | 195.3333 | 19.6512 | 1.2087 | 0.2 | 28.1322 | 38.2388 | 61.6856 | 0 |  | 316.3833 | 121.7566 | 196.1217 | 0.073207 | 121.7566 | 196.1217 | 0.064858 | 115.008 | 186.5157 | 0 | 295.4932 | 295.4712 | 34054.47 | 36.4881 | 33609.465 | 32444.879 | 31185.008 | 0 | 0 | 31088.137 | 754.4511 | 0 | 0 | 0 | 0 | 31088.137 | 754.4511 | 30182.635 | 30031.7227
3539 | 2021-05-28 10:00 | 410.1 |  | 201 | 21.0808 | 1.8354 | 0.2 | 34.8707 | 23.8871 | 54.7723 | 0 |  | 410.1 | 210.8742 | 202.1394 | 0.094891 | 210.8742 | 202.1394 | 0.08407 | 203.1312 | 192.2401 | 0 | 387.4639 | 387.3706 | 44644.246 | 42.5339 | 44396.77 | 42057.707 | 40102.773 | 0 | 0 | 39935.848 | 744.9204 | 0 | 0 | 0 | 0 | 39935.848 | 744.9204 | 38886.99 | 38692.5547
3540 | 2021-05-28 11:00 | 449.25 |  | 222.1167 | 22.2246 | 1.5792 | 0.2 | 38.3569 | 7.0332 | 51.0895 | 0 |  | 449.25 | 229.6592 | 223.6239 | 0.10395 | 229.6592 | 223.6239 | 0.092095 | 222.8414 | 212.674 | 0 | 426.8052 | 426.7474 | 49183.08 | 46.1356 | 49022.707 | 45908.77 | 44410.54 | 0 | 0 | 44199.91 | 731.6822 | 0 | 0 | 0 | 0 | 44199.91 | 731.6822 | 43049.617 | 42834.3711
3541 | 2021-05-28 12:00 | 438.8167 |  | 248.3833 | 22.9908 | 1.0654 | 0.2 | 37.9284 | 349.2804 | 51.355 | 0 |  | 438.8167 | 193.1481 | 250.2727 | 0.10154 | 193.1481 | 250.2727 | 0.089957 | 187.3149 | 238.0197 | 0 | 416.8279 | 416.7371 | 48030.477 | 46.8932 | 47847.945 | 44690.566 | 42753.492 | 0 | 0 | 42558.016 | 732.2903 | 0 | 0 | 0 | 0 | 42558.016 | 732.2903 | 41446.54 | 41239.3047
3542 | 2021-05-28 13:00 | 393 |  | 195.85 | 23.2997 | 0.9975 | 0.2 | 33.6751 | 332.8748 | 55.5293 | 0 |  | 393 | 200.8153 | 197.5912 | 0.090935 | 200.8153 | 197.5912 | 0.080564 | 193.0782 | 187.9186 | 0 | 373.377 | 373.2155 | 43015.11 | 44.7721 | 42736.68 | 40183.23 | 38457.703 | 0 | 0 | 38301.37 | 736.3993 | 0 | 0 | 0 | 0 | 38301.37 | 736.3993 | 37291.934 | 37105.4766
3543 | 2021-05-28 14:00 | 280.3 |  | 211.55 | 23.2587 | 1.4854 | 0.2 | 26.3646 | 319.1316 | 62.8369 | 0 |  | 280.3 | 70.5202 | 212.8202 | 0.064857 | 70.5202 | 212.8202 | 0.057461 | 66.3055 | 202.4024 | 0 | 263.3338 | 263.2118 | 30335.826 | 38.0697 | 29826.357 | 28640.816 | 27652.715 | 0 | 0 | 27573.584 | 745.5884 | 0 | 0 | 0 | 0 | 27573.584 | 745.5884 | 26694.475 | 26561.002
3544 | 2021-05-28 15:00 | 167.35 |  | 126.2333 | 22.8265 | 1.4742 | 0.2 | 16.9177 | 308.0751 | 72.3199 | 0 |  | 167.35 | 42.8212 | 127.2005 | 0.038722 | 42.8212 | 127.2005 | 0.034306 | 37.8974 | 120.9753 | 0 | 155.6952 | 155.6782 | 17942.219 | 31.5911 | 17257.04 | 16902.385 | 16182.067 | 0 | 0 | 16155.197 | 752.3982 | 0 | 0 | 0 | 0 | 16155.197 | 752.3982 | 15273.746 | 15197.377
3545 | 2021-05-28 16:00 | 51.3 |  | 41.0667 | 21.9332 | 1.6275 | 0.2 | 6.0652 | 299.1243 | 83.2209 | 0 |  | 51.3 | 11.4103 | 42.0353 | 0.01187 | 11.4103 | 42.0353 | 0.010516 | 7.1382 | 39.9812 | 0 | 46.1771 | 46.1993 | 5324.635 | 24.5161 | 4664.2046 | 4668.818 | 4302.8384 | 0 | 0 | 4300.6704 | 732.7935 | 0 | 0 | 0 | 0 | 4300.6704 | 732.7935 | 3700.9326 | 3682.427978515625
3546 | 2021-05-28 17:00 | 0 |  | 0 | 20.9993 | 0.85667 | 0.2
3547 | 2021-05-28 18:00 | 0 |  | 0 | 20.4442 | 0.26542 | 0.2
3548 | 2021-05-28 19:00 | 0 |  | 0 | 19.9552 | 0.10083 | 0.2
3549 | 2021-05-28 20:00 | 0 |  | 0 | 19.4662 | 0.01292 | 0.2
3550 | 2021-05-28 21:00 | 0 |  | 0 | 18.9772 | 0.01208 | 0.2
3551 | 2021-05-28 22:00 | 0 |  | 0 | 18.4882 | 0.13542 | 0.2
3552 | 2021-05-28 23:00 | 0 |  | 0 | 17.9156 | 0.62958 | 0.2
3553 | 2021-05-29 | 0 |  | 0 | 16.7555 | 1.6854 | 0.2
3554 | 2021-05-29 01:00 | 0 |  | 0 | 15.2377 | 1.105 | 0.2
3555 | 2021-05-29 02:00 | 0 |  | 0 | 14.8221 | 0.83792 | 0.2
3556 | 2021-05-29 03:00 | 0 |  | 0 | 15.7077 | 0.9475 | 0.2
3557 | 2021-05-29 04:00 | 0 |  | 0 | 15.6598 | 1.2992 | 0.2
3558 | 2021-05-29 05:00 | 0 |  | 0 | 14.7455 | 1.2475 | 0.2
3559 | 2021-05-29 06:00 | 0.33333 |  | 0.33333 | 15.0929 | 1.7992 | 0.2 | -3.2399 | 66.8324 | 90 | 0 |  | 0.33333 | 0 | 0.36524 | 7.7127894e-05 | 0 | 0.36524 | 0 | 0 | 0.34734 | 0 | 0.34039 | 0.3404 | 39.2324 | 15.1118 | 1.0221 | 1.012 | 1.0089 | 0 | 0 | 1.0088 | 37.3943 | 0 | 0 | 0 | 1.0088 | 0 | 650 | 0 | 0
3560 | 2021-05-29 07:00 | 18.5167 |  | 18.5167 | 16.0626 | 1.4992 | 0.2 | 8.3506 | 59.0756 | 81.7065 | 0 |  | 18.5167 | 0 | 18.3976 | 0.0042845 | 0 | 18.3976 | 0.0037959 | 0 | 17.4963 | 0 | 17.1463 | 17.1462 | 1976.1417 | 17.0268 | 1452.7328 | 1483.5917 | 1436.2578 | 0 | 0 | 1436.0186 | 704.2951 | 0 | 0 | 0 | 0 | 1436.0186 | 704.2951 | 1197.4559 | 1191.4686279296875
3561 | 2021-05-29 08:00 | 59.15 |  | 59.15 | 16.6875 | 2.0596 | 0.2 | 18.9395 | 49.7385 | 71.0132 | 0 |  | 59.15 | 0 | 58.7821 | 0.013686 | 0 | 58.7821 | 0.012126 | 0 | 55.9021 | 0 | 54.7841 | 54.7841 | 6313.9497 | 19.6908 | 5627.3496 | 5720.072 | 5497.287 | 0 | 0 | 5494.241 | 752.88 | 0 | 0 | 0 | 0 | 5494.241 | 752.88 | 4789.123 | 4765.1777
3562 | 2021-05-29 09:00 | 60.45 |  | 60.45 | 16.9755 | 2.05 | 0.2 | 27.9875 | 38.1648 | 61.8289 | 0 |  | 60.45 | 0 | 60.0697 | 0.013987 | 0 | 60.0697 | 0.012392 | 0 | 57.1266 | 0 | 55.9841 | 55.9842 | 6452.1387 | 20.0459 | 5763.085 | 5851.8257 | 5642.3174 | 0 | 0 | 5639.0864 | 752.2112 | 0 | 0 | 0 | 0 | 5639.0864 | 752.2112 | 4922.9854 | 4898.3706
3563 | 2021-05-29 10:00 | 50.3833 |  | 50.3833 | 17.0483 | 2.0775 | 0.2 | 34.7152 | 23.8497 | 54.9268 | 0 |  | 50.3833 | 0 | 50.0602 | 0.011658 | 0 | 50.0602 | 0.010328 | 0 | 47.6075 | 0 | 46.6553 | 46.6554 | 5377 | 19.6039 | 4710.0776 | 4788.852 | 4605.166 | 0 | 0 | 4603.007 | 748.0948 | 0 | 0 | 0 | 0 | 4603.007 | 748.0948 | 3974.0667 | 3954.1963
3564 | 2021-05-29 11:00 | 103.9167 |  | 103.75 | 17.3368 | 1.5275 | 0.2 | 38.1991 | 7.049 | 51.2471 | 0 |  | 103.9167 | 0.16854 | 103.1644 | 0.024045 | 0.16854 | 103.1644 | 0.021303 | 0.16349 | 98.1101 | 0 | 96.3081 | 96.3081 | 11099.792 | 22.7457 | 10374.701 | 10446.839 | 10050.375 | 0 | 0 | 10040.476 | 761.678 | 0 | 0 | 0 | 0 | 10040.476 | 761.678 | 9176.964 | 9131.0791
3565 | 2021-05-29 12:00 | 130.7667 |  | 126.7167 | 17.7237 | 1.5137 | 0.2 | 37.7809 | 349.3524 | 51.5029 | 0 |  | 130.7667 | 4.108 | 126.0544 | 0.030258 | 4.108 | 126.0544 | 0.026807 | 3.9829 | 119.8789 | 0 | 121.3846 | 121.3833 | 13990.001 | 24.5452 | 13272.448 | 13289.816 | 12603.372 | 0 | 0 | 12587.941 | 765.2481 | 0 | 0 | 0 | 0 | 12587.941 | 765.2481 | 11796.229 | 11737.2471
3566 | 2021-05-29 13:00 | 528.4 |  | 107.4333 | 19.2574 | 1.2492 | 0.2 | 33.5479 | 332.9869 | 55.6568 | 0 |  | 528.4 | 428.8336 | 109.9174 | 0.12226 | 428.8336 | 109.9174 | 0.10832 | 412.188 | 104.539 | 0 | 506.3924 | 506.44 | 58369.08 | 48.063 | 58379.336 | 54301.008 | 51477.066 | 0 | 0 | 51188.297 | 727.0573 | 0 | 0 | 0 | 0 | 51188.297 | 727.0573 | 49876.164 | 49626.7852
3567 | 2021-05-29 14:00 | 398.7833 |  | 85.4833 | 20.1818 | 1.7096 | 0.2 | 26.2608 | 319.2638 | 62.9405 | 0 |  | 398.7833 | 321.4098 | 87.8152 | 0.092273 | 321.4098 | 87.8152 | 0.08175 | 302.0757 | 83.5203 | 0 | 377.8841 | 377.68 | 43529.32 | 41.2184 | 43261.3 | 41114.72 | 38898.582 | 0 | 0 | 38739.72 | 741.7976 | 0 | 0 | 0 | 0 | 38739.72 | 741.7976 | 37719.68 | 37531.082
3568 | 2021-05-29 15:00 | 228.5667 |  | 65.3167 | 20.4287 | 1.9692 | 0.2 | 16.8354 | 308.2152 | 72.4015 | 0 |  | 228.5667 | 170.0603 | 67.2991 | 0.052887 | 170.0603 | 67.2991 | 0.046856 | 150.3801 | 64.009 | 0 | 210.1014 | 209.9731 | 24199.924 | 31.9867 | 23598.17 | 23065.025 | 21319.395 | 0 | 0 | 21271.93 | 760.6453 | 0 | 0 | 0 | 0 | 21271.93 | 760.6453 | 20365.559 | 20263.7305
3569 | 2021-05-29 16:00 | 82.0167 |  | 42.5167 | 20.154 | 2.8742 | 0.2 | 6.001 | 299.2684 | 83.2842 | 0 |  | 82.0167 | 44.099 | 43.7367 | 0.018978 | 44.099 | 43.7367 | 0.016813 | 27.4126 | 41.5994 | 0 | 67.6318 | 67.4155 | 7770.0776 | 23.7152 | 7084.4614 | 7098.2817 | 6022.086 | 0 | 0 | 6016.2915 | 671.672 | 0 | 0 | 0 | 73.5444 | 5942.747 | 684.1928 | 5204.8887 | 5178.8643
3570 | 2021-05-29 17:00 | 0 |  | 0 | 19.622 | 2.0825 | 0.2
3571 | 2021-05-29 18:00 | 0 |  | 0 | 19.1384 | 1.4171 | 0.2
3572 | 2021-05-29 19:00 | 0 |  | 0 | 18.6692 | 0.98875 | 0.2
3573 | 2021-05-29 20:00 | 0 |  | 0 | 18.2 | 1.2796 | 0.2
3574 | 2021-05-29 21:00 | 0 |  | 0 | 17.7307 | 2.4112 | 0.2
3575 | 2021-05-29 22:00 | 0 |  | 0 | 17.2615 | 1.7258 | 0.2
3576 | 2021-05-29 23:00 | 0 |  | 0 | 16.7856 | 2.3242 | 0.2
3577 | 2021-05-30 | 0 |  | 0 | 16.2678 | 1.6567 | 0.2
3578 | 2021-05-30 01:00 | 0 |  | 0 | 15.7504 | 1.1138 | 0.2
3579 | 2021-05-30 02:00 | 0 |  | 0 | 15.3176 | 1.2733 | 0.2
3580 | 2021-05-30 03:00 | 0 |  | 0 | 15.0056 | 1.3025 | 0.2
3581 | 2021-05-30 04:00 | 0 |  | 0 | 14.724 | 0.8025 | 0.2
3582 | 2021-05-30 05:00 | 0 |  | 0 | 14.5387 | 0.82333 | 0.2
3583 | 2021-05-30 06:00 | 0.25 |  | 0.25 | 14.6042 | 1.0613 | 0.2 | -3.3442 | 66.7194 | 90 | 0 |  | 0.25 | 0 | 0.27431 | 5.78465e-05 | 0 | 0.27431 | 0 | 0 | 0.26087 | 0 | 0.25565 | 0.25565 | 29.465 | 14.6189 | 0.57655 | 0.57059 | 0.56899 | 0 | 0 | 0.56897 | 28.1329 | 0 | 0 | 0 | 0.56897 | 0 | 650 | 0 | 0
3584 | 2021-05-30 07:00 | 55.25 |  | 48.15 | 15.2963 | 1.0758 | 0.2 | 8.2353 | 58.9733 | 81.8201 | 0 |  | 55.25 | 7.0521 | 48.0663 | 0.012784 | 7.0521 | 48.0663 | 0.011326 | 4.9263 | 45.711 | 0 | 49.6246 | 49.6283 | 5719.987 | 18.1414 | 5045.326 | 5152.2866 | 4900.6636 | 0 | 0 | 4898.2363 | 754.0821 | 0 | 0 | 0 | 0 | 4898.2363 | 754.0821 | 4242.4233 | 4221.2109
3585 | 2021-05-30 08:00 | 174.6667 |  | 112.6833 | 16.421 | 0.8775 | 0.2 | 18.8117 | 49.6493 | 71.1395 | 0 |  | 174.6667 | 62.1376 | 113.0373 | 0.040415 | 62.1376 | 113.0373 | 0.035806 | 55.6334 | 107.4998 | 0 | 159.8706 | 159.8801 | 18426.193 | 25.6699 | 17744.809 | 17707.186 | 17097.402 | 0 | 0 | 17068.906 | 767.2845 | 0 | 0 | 0 | 0 | 17068.906 | 767.2845 | 16174.033 | 16093.1631
3586 | 2021-05-30 09:00 | 281.6833 |  | 221.95 | 17.6762 | 0.58792 | 0.2 | 27.8469 | 38.0966 | 61.9681 | 0 |  | 281.6833 | 60.0916 | 222.1699 | 0.065178 | 60.0916 | 222.1699 | 0.057745 | 56.7023 | 211.2875 | 0 | 262.63 | 262.6391 | 30269.336 | 33.071 | 29758.465 | 29031.516 | 27844.25 | 0 | 0 | 27767.879 | 760.4523 | 0 | 0 | 0 | 0 | 27767.879 | 760.4523 | 26886.805 | 26752.3711
3587 | 2021-05-30 10:00 | 356.4 |  | 227.25 | 18.6958 | 0.76125 | 0.2 | 34.5649 | 23.8172 | 55.0763 | 0 |  | 356.4 | 130.2646 | 228.4769 | 0.082466 | 130.2646 | 228.4769 | 0.073061 | 125.3957 | 217.2878 | 0 | 335.8299 | 335.8036 | 38702.83 | 38.2245 | 38342.855 | 36817.504 | 35131.22 | 0 | 0 | 35005.54 | 750.1704 | 0 | 0 | 0 | 0 | 35005.54 | 750.1704 | 34045.07 | 33874.8438
3588 | 2021-05-30 11:00 | 288.2167 |  | 240.8167 | 18.9213 | 0.89667 | 0.2 | 38.0474 | 7.0677 | 51.3988 | 0 |  | 288.2167 | 47.9339 | 243.0916 | 0.066689 | 47.9339 | 243.0916 | 0.059084 | 46.4851 | 231.1844 | 0 | 272.1162 | 272.1176 | 31362.111 | 34.6492 | 30869.87 | 29969.809 | 28787.559 | 0 | 0 | 28704.873 | 758.2266 | 0 | 0 | 0 | 0 | 28704.873 | 758.2266 | 27815.154 | 27676.0781
3589 | 2021-05-30 12:00 | 329.2167 |  | 265.05 | 19.6941 | 1.5208 | 0.2 | 37.6399 | 349.4246 | 51.6443 | 0 |  | 329.2167 | 65.0914 | 268.0708 | 0.076176 | 65.0914 | 268.0708 | 0.067489 | 63.0924 | 254.9412 | 0 | 311.6729 | 311.6581 | 35918.72 | 37.203 | 35507.414 | 34201.05 | 32738.053 | 0 | 0 | 32630.96 | 753.8067 | 0 | 0 | 0 | 0 | 32630.96 | 753.8067 | 31703.408 | 31544.8906
3590 | 2021-05-30 13:00 | 257 |  | 210.0667 | 19.8948 | 1.7983 | 0.2 | 33.427 | 333.0973 | 55.7779 | 0 |  | 257 | 47.8147 | 212.0025 | 0.059466 | 47.8147 | 212.0025 | 0.052685 | 45.9455 | 201.6184 | 0 | 242.6127 | 242.6206 | 27962.87 | 33.3541 | 27413.82 | 26718.672 | 25671.922 | 0 | 0 | 25606.584 | 760.6543 | 0 | 0 | 0 | 0 | 25606.584 | 760.6543 | 24750.697 | 24626.9434
3591 | 2021-05-30 14:00 | 210.0667 |  | 185.0833 | 19.8299 | 2.0467 | 0.2 | 26.1628 | 319.3929 | 63.0382 | 0 |  | 210.0667 | 25.6333 | 187.049 | 0.048606 | 25.6333 | 187.049 | 0.043063 | 24.0819 | 177.8878 | 0 | 197.9303 | 197.9199 | 22810.848 | 30.6861 | 22183.88 | 21798.32 | 21069.4 | 0 | 0 | 21025.059 | 759.072 | 0 | 0 | 0 | 0 | 21025.059 | 759.072 | 20117.08 | 20016.4961
3592 | 2021-05-30 15:00 | 95 |  | 92.2667 | 19.2452 | 2.4017 | 0.2 | 16.7585 | 308.3515 | 72.4778 | 0 |  | 95 | 2.848 | 91.9429 | 0.021982 | 2.848 | 91.9429 | 0.019475 | 2.5165 | 87.4396 | 0 | 88.1569 | 88.1515 | 10159.865 | 24.003 | 9436.374 | 9465.091 | 9119.018 | 0 | 0 | 9110.684 | 756.8666 | 0 | 0 | 0 | 0 | 9110.684 | 756.8666 | 8248.254 | 8207.0127
3593 | 2021-05-30 16:00 | 5.8167 |  | 5.8167 | 18.5508 | 1.6929 | 0.2 | 5.9416 | 299.4083 | 83.3425 | 0 |  | 5.8167 | 0 | 5.7235 | 0.0013459 | 0 | 5.7235 | 0.0011924 | 0 | 5.4428 | 0 | 5.3339 | 5.3329 | 614.6324 | 18.848 | 244.651 | 243.7026 | 241.3014 | 0 | 0 | 241.2912 | 569.2538 | 0 | 0 | 0 | 18.8119 | 222.4793 | 649.9998 | 183.0052 | 182.0901641845703
3594 | 2021-05-30 17:00 | 0 |  | 0 | 17.9117 | 1.2058 | 0.2
3595 | 2021-05-30 18:00 | 0 |  | 0 | 17.3057 | 0.33 | 0.2
3596 | 2021-05-30 19:00 | 0 |  | 0 | 16.5592 | 0.125 | 0.2
3597 | 2021-05-30 20:00 | 0 |  | 0 | 16.041 | 0.29583 | 0.2
3598 | 2021-05-30 21:00 | 0 |  | 0 | 15.5373 | 1.0079 | 0.2
3599 | 2021-05-30 22:00 | 0 |  | 0 | 14.9915 | 1.6608 | 0.2
3600 | 2021-05-30 23:00 | 0 |  | 0 | 14.3525 | 3.8571 | 0.2
3601 | 2021-05-31 | 0 |  | 0 | 13.7182 | 2.8454 | 0.2
3602 | 2021-05-31 01:00 | 0 |  | 0 | 13.1026 | 2.7812 | 0.2
3603 | 2021-05-31 02:00 | 0 |  | 0 | 12.528 | 3.7975 | 0.2
3604 | 2021-05-31 03:00 | 0 |  | 0 | 12.1909 | 3.0867 | 0.2
3605 | 2021-05-31 04:00 | 0 |  | 0 | 11.9075 | 1.7025 | 0.2
3606 | 2021-05-31 05:00 | 0 |  | 0 | 11.7301 | 2.565 | 0.2
3607 | 2021-05-31 06:00 | 0.33333 |  | 0.33333 | 11.9249 | 3.4733 | 0.2 | -3.4466 | 66.6126 | 90 | 0 |  | 0.33333 | 0 | 0.36531 | 7.7127894e-05 | 0 | 0.36531 | 0 | 0 | 0.34741 | 0 | 0.34046 | 0.34046 | 39.2401 | 11.9424 | 1.0222 | 1.0089 | 1.0061 | 0 | 0 | 1.006 | 37.3998 | 0 | 0 | 0 | 1.006 | 0 | 650 | 0 | 0
3608 | 2021-05-31 07:00 | 104.9 |  | 41.7667 | 13.4255 | 2.9454 | 0.2 | 8.1225 | 58.8772 | 81.9313 | 0 |  | 104.9 | 62.7138 | 42.1793 | 0.024272 | 62.7138 | 42.1793 | 0.021504 | 43.5078 | 40.1123 | 0 | 81.9478 | 81.9462 | 9444.354 | 17.7403 | 8724.355 | 8919.242 | 8449.343 | 0 | 0 | 8442.518 | 770.7748 | 0 | 0 | 0 | 0 | 8442.518 | 770.7748 | 7590.809 | 7552.855
3609 | 2021-05-31 08:00 | 284.3167 |  | 47.15 | 15.6037 | 2.0758 | 0.2 | 18.6871 | 49.5661 | 71.2625 | 0 |  | 284.3167 | 237.7792 | 48.1279 | 0.065787 | 237.7792 | 48.1279 | 0.058284 | 212.6572 | 45.7706 | 0 | 253.2592 | 253.2355 | 29186.016 | 29.4757 | 28656.906 | 28269.096 | 27262.057 | 0 | 0 | 27190.176 | 767.5637 | 0 | 0 | 0 | 0 | 27190.176 | 767.5637 | 26315.115 | 26183.541
3610 | 2021-05-31 09:00 | 447.0667 |  | 62.4833 | 17.8225 | 2.6467 | 0.2 | 27.7106 | 38.0342 | 62.1032 | 0 |  | 447.0667 | 386.9194 | 63.7602 | 0.10344 | 386.9194 | 63.7602 | 0.091648 | 364.9128 | 60.6378 | 0 | 417.0397 | 417.0346 | 48064.66 | 40.0815 | 47882.816 | 45722.992 | 44000.492 | 0 | 0 | 43802.65 | 747.249 | 0 | 0 | 0 | 0 | 43802.65 | 747.249 | 42661.72 | 42448.4102
3611 | 2021-05-31 10:00 | 567.1333 |  | 64.3167 | 19.831 | 2.505 | 0.2 | 34.4198 | 23.7894 | 55.2206 | 0 |  | 567.1333 | 507.19 | 65.6809 | 0.13123 | 507.19 | 65.6809 | 0.11626 | 488.0723 | 62.465 | 0 | 539.5265 | 539.4141 | 62169.453 | 48.8081 | 62249.64 | 57807.156 | 55667.652 | 0 | 0 | 55334.76 | 727.0479 | 0 | 0 | 0 | 0 | 55334.76 | 727.0479 | 53929.188 | 53659.543
3612 | 2021-05-31 11:00 | 641.9167 |  | 67.45 | 21.4708 | 1.7775 | 0.2 | 37.9017 | 7.0892 | 51.5444 | 0 |  | 641.9167 | 580.9758 | 68.9175 | 0.14853 | 580.9758 | 68.9175 | 0.13159 | 563.2675 | 65.5436 | 0 | 616.2349 | 616.1741 | 71016.94 | 55.6854 | 71237.836 | 64645.35 | 62561.402 | 0 | 0 | 62112.67 | 705.9949 | 0 | 0 | 0 | 0 | 62112.67 | 705.9949 | 60558.508 | 60255.7148
3613 | 2021-05-31 12:00 | 621.0167 |  | 64.1167 | 22.6087 | 1.9483 | 0.2 | 37.5053 | 349.4973 | 51.7793 | 0 |  | 621.0167 | 564.9656 | 65.6233 | 0.14369 | 564.9656 | 65.6233 | 0.12731 | 547.479 | 62.4112 | 0 | 597.6924 | 597.8341 | 68902.57 | 55.5479 | 69089.14 | 62696.582 | 60082.816 | 0 | 0 | 59672.477 | 709.2886 | 0 | 0 | 0 | 0 | 59672.477 | 709.2886 | 58171.215 | 57880.3594
3614 | 2021-05-31 13:00 | 555.0333 |  | 56.4 | 23.1097 | 2.1208 | 0.2 | 33.3124 | 333.2058 | 55.8928 | 0 |  | 555.0333 | 508.0409 | 57.8876 | 0.12843 | 508.0409 | 57.8876 | 0.11378 | 488.0468 | 55.0547 | 0 | 532.2396 | 532.163 | 61331.812 | 52.2014 | 61394.094 | 56330.664 | 53984 | 0 | 0 | 53657.684 | 719.1691 | 0 | 0 | 0 | 0 | 53657.684 | 719.1691 | 52289.67 | 52028.2266
3615 | 2021-05-31 14:00 | 422.9833 |  | 49.4 | 23.1717 | 2.9554 | 0.2 | 26.0707 | 319.5189 | 63.1301 | 0 |  | 422.9833 | 383.348 | 50.8733 | 0.097872 | 383.348 | 50.8733 | 0.086711 | 360.0125 | 48.3844 | 0 | 400.2289 | 400.2119 | 46125.914 | 44.2348 | 45907.13 | 43204.68 | 40933.926 | 0 | 0 | 40753.09 | 738.4368 | 0 | 0 | 0 | 0 | 40753.09 | 738.4368 | 39684.633 | 39486.2109
3616 | 2021-05-31 15:00 | 248.7667 |  | 46.6333 | 22.5991 | 3.7667 | 0.2 | 16.6869 | 308.484 | 72.5487 | 0 |  | 248.7667 | 210.6634 | 48.3002 | 0.057561 | 210.6634 | 48.3002 | 0.050997 | 185.9991 | 45.9391 | 0 | 227.2995 | 227.3147 | 26198.96 | 34.1291 | 25628.506 | 24874.125 | 22711.531 | 0 | 0 | 22656.867 | 757.6909 | 0 | 0 | 0 | 0 | 22656.867 | 757.6909 | 21764.787 | 21655.9629
3617 | 2021-05-31 16:00 | 74.7833 |  | 35.7167 | 21.3535 | 4.7233 | 0.2 | 5.8872 | 299.5438 | 83.3961 | 0 |  | 74.7833 | 43.7171 | 37.0521 | 0.017304 | 43.7171 | 37.0521 | 0.01533 | 26.8592 | 35.2428 | 0 | 60.86 | 60.6367 | 6988.8936 | 24.2982 | 6318.5703 | 6317.319 | 5336.5396 | 0 | 0 | 5331.5557 | 663.6298 | 0 | 0 | 0 | 106.2288 | 5225.327 | 681.454 | 4541.636 | 4518.9277
3618 | 2021-05-31 17:00 | 0 |  | 0 | 20.002 | 4.1317 | 0.2
3619 | 2021-05-31 18:00 | 0 |  | 0 | 18.9329 | 3.3454 | 0.2
3620 | 2021-05-31 19:00 | 0 |  | 0 | 17.9141 | 2.3308 | 0.2
3621 | 2021-05-31 20:00 | 0 |  | 0 | 16.8952 | 1.9533 | 0.2
3622 | 2021-05-31 21:00 | 0 |  | 0 | 15.8731 | 1.5983 | 0.2
3623 | 2021-05-31 22:00 | 0 |  | 0 | 14.8118 | 2.295 | 0.2
3624 | 2021-05-31 23:00 | 0 |  | 0 | 13.63 | 2.4775 | 0.2
3625 | 2021-06-01 | 0 |  | 0 | 12.4282 | 1.8308 | 0.2
3626 | 2021-06-01 01:00 | 0 |  | 0 | 11.2263 | 1.4225 | 0.2
3627 | 2021-06-01 02:00 | 0 |  | 0 | 10.0893 | 2.2692 | 0.2
3628 | 2021-06-01 03:00 | 0 |  | 0 | 9.3549 | 2.405 | 0.2
3629 | 2021-06-01 04:00 | 0 |  | 0 | 8.7145 | 1.3687 | 0.2
3630 | 2021-06-01 05:00 | 0 |  | 0 | 8.2771 | 1.125 | 0.2
3631 | 2021-06-01 06:00 | 0.26667 |  | 0.26667 | 8.3666 | 1.0904 | 0.2 | -3.5471 | 66.512 | 90 | 0 |  | 0.26667 | 0 | 0.29258 | 6.170371e-05 | 0 | 0.29258 | 0 | 0 | 0.27825 | 0 | 0.27268 | 0.27268 | 31.4263 | 8.3823 | 0.65586 | 0.64502 | 0.64317 | 0 | 0 | 0.64314 | 29.9271 | 0 | 0 | 0 | 0.64314 | 0 | 650 | 0 | 0
3632 | 2021-06-01 07:00 | 87.85 |  | 46.4833 | 9.782 | 0.5275 | 0.2 | 8.0123 | 58.7871 | 82.04 | 0 |  | 87.85 | 41.0958 | 46.7175 | 0.020327 | 41.0958 | 46.7175 | 0.018009 | 28.3116 | 44.4281 | 0 | 71.2849 | 71.312 | 8218.901 | 13.9735 | 7507.3135 | 7762.254 | 7404.3135 | 0 | 0 | 7399.148 | 779.5855 | 0 | 0 | 1.0978 | 0 | 7398.0503 | 778.3946 | 6579.757 | 6546.8579
3633 | 2021-06-01 08:00 | 243.9 |  | 77.5333 | 12.0402 | 0.63458 | 0.2 | 18.566 | 49.489 | 71.3823 | 0 |  | 243.9 | 166.8113 | 78.6124 | 0.056435 | 166.8113 | 78.6124 | 0.049999 | 149.0262 | 74.7618 | 0 | 219.3122 | 219.3182 | 25277.02 | 24.8684 | 24685.809 | 24693.113 | 23643.477 | 0 | 0 | 23590.691 | 777.4662 | 0 | 0 | 26.3627 | 0 | 23564.33 | 774.3362 | 22686.47 | 22573.0371
3634 | 2021-06-01 09:00 | 402.1 |  | 87.1 | 14.515 | 1.12 | 0.2 | 27.5785 | 37.9774 | 62.2341 | 0 |  | 402.1 | 316.9362 | 88.6437 | 0.09304 | 316.9362 | 88.6437 | 0.08243 | 298.7631 | 84.3031 | 0 | 375.4049 | 375.4662 | 43273.367 | 35.9968 | 42999.695 | 41583.723 | 39979.95 | 0 | 0 | 39816.664 | 747.7358 | 0 | 0 | 0 | 0 | 39816.664 | 747.7358 | 38770.668 | 38576.8164
3635 | 2021-06-01 10:00 | 514.0333 |  | 97.2667 | 16.6041 | 1.6371 | 0.2 | 34.28 | 23.7663 | 55.3597 | 0 |  | 514.0333 | 420.4186 | 99.193 | 0.11894 | 420.4186 | 99.193 | 0.10538 | 404.4421 | 94.3367 | 0 | 488.8032 | 488.8041 | 56335.3 | 43.9202 | 56310.39 | 53124.82 | 51404.062 | 0 | 0 | 51127.28 | 737.2128 | 0 | 0 | 0 | 0 | 51127.28 | 737.2128 | 49816.54 | 49567.4531
3636 | 2021-06-01 11:00 | 557.0167 |  | 126.7 | 18.2341 | 1.35 | 0.2 | 37.7622 | 7.1134 | 51.6838 | 0 |  | 557.0167 | 435.2199 | 129.1922 | 0.12889 | 435.2199 | 129.1922 | 0.11419 | 421.8465 | 122.8687 | 0 | 533.8209 | 533.7938 | 61519.934 | 48.4565 | 61588.402 | 57251.875 | 55575.027 | 0 | 0 | 55239.36 | 724.9628 | 0 | 0 | 0 | 0 | 55239.36 | 724.9628 | 53835.914 | 53566.7344
3637 | 2021-06-01 12:00 | 566.4334 |  | 105.9833 | 19.4055 | 1.8554 | 0.2 | 37.3772 | 349.5701 | 51.9078 | 0 |  | 566.4334 | 467.1504 | 108.3592 | 0.13106 | 467.1504 | 108.3592 | 0.11612 | 452.5833 | 103.0562 | 0 | 544.5267 | 544.4861 | 62754.355 | 49.5325 | 62842.965 | 58198.04 | 56260.99 | 0 | 0 | 55915.566 | 721.8173 | 0 | 0 | 0 | 0 | 55915.566 | 721.8173 | 54497.06 | 54224.5742
3638 | 2021-06-01 13:00 | 483.7 |  | 111.9667 | 19.9939 | 2.6733 | 0.2 | 33.2041 | 333.3125 | 56.0013 | 0 |  | 483.7 | 378.7775 | 114.622 | 0.11192 | 378.7775 | 114.622 | 0.099158 | 363.7757 | 109.0142 | 0 | 463.334 | 463.241 | 53389.684 | 44.6892 | 53308.605 | 50137.445 | 47956.906 | 0 | 0 | 47712.89 | 735.5497 | 0 | 0 | 0 | 0 | 47712.89 | 735.5497 | 46480.56 | 46248.1523
3639 | 2021-06-01 14:00 | 379.3 |  | 79.6167 | 19.98 | 2.2904 | 0.2 | 25.9844 | 319.6418 | 63.2161 | 0 |  | 379.3 | 307.5512 | 81.8189 | 0.087765 | 307.5512 | 81.8189 | 0.077756 | 288.7282 | 77.8167 | 0 | 359.214 | 359.2639 | 41405.86 | 39.4688 | 41097.87 | 39273.215 | 37319.09 | 0 | 0 | 37172 | 744.804 | 0 | 0 | 0 | 0 | 37172 | 744.804 | 36185.586 | 36004.6602
3640 | 2021-06-01 15:00 | 222.1833 |  | 66.1833 | 19.1919 | 2.2846 | 0.2 | 16.6207 | 308.6125 | 72.6143 | 0 |  | 222.1833 | 162.6175 | 68.1753 | 0.05141 | 162.6175 | 68.1753 | 0.045547 | 143.479 | 64.8424 | 0 | 204.155 | 204.0886 | 23522.672 | 30.2659 | 22911.393 | 22512.15 | 20789.318 | 0 | 0 | 20744.377 | 763.0558 | 0 | 0 | 0 | 0 | 20744.377 | 763.0558 | 19834.92 | 19735.7461
3641 | 2021-06-01 16:00 | 64.1667 |  | 38.05 | 17.7957 | 2.7492 | 0.2 | 5.8377 | 299.675 | 83.4447 | 0 |  | 64.1667 | 29.2563 | 39.3783 | 0.014847 | 29.2563 | 39.3783 | 0.013154 | 17.8805 | 37.4558 | 0 | 54.2295 | 54.1668 | 6242.956 | 20.6734 | 5575.574 | 5640.563 | 4839.7407 | 0 | 0 | 4836.011 | 669.0616 | 0 | 0 | 0 | 55.1668 | 4780.844 | 684.2909 | 4135.5225 | 4114.8447
3642 | 2021-06-01 17:00 | 0 |  | 0 | 16.3544 | 2.4888 | 0.2
3643 | 2021-06-01 18:00 | 0 |  | 0 | 15.4349 | 2.7192 | 0.2
3644 | 2021-06-01 19:00 | 0 |  | 0 | 14.6143 | 3.4275 | 0.2
3645 | 2021-06-01 20:00 | 0 |  | 0 | 13.7135 | 2.16 | 0.2
3646 | 2021-06-01 21:00 | 0 |  | 0 | 12.7983 | 1.3808 | 0.2
3647 | 2021-06-01 22:00 | 0 |  | 0 | 11.8832 | 0.655 | 0.2
3648 | 2021-06-01 23:00 | 0 |  | 0 | 11.0002 | 0.26375 | 0.2
3649 | 2021-06-02 | 0 |  | 0 | 10.3179 | 0.29917 | 0.2
3650 | 2021-06-02 01:00 | 0 |  | 0 | 9.6746 | 0.50792 | 0.2
3651 | 2021-06-02 02:00 | 0 |  | 0 | 9.0711 | 1.2467 | 0.2
3652 | 2021-06-02 03:00 | 0 |  | 0 | 8.7109 | 1.2017 | 0.2
3653 | 2021-06-02 04:00 | 0 |  | 0 | 8.4056 | 1.0742 | 0.2
3654 | 2021-06-02 05:00 | 0 |  | 0 | 8.2088 | 1.3967 | 0.2
3655 | 2021-06-02 06:00 | 0.21667 |  | 0.21667 | 8.4051 | 1.6275 | 0.2 | -3.6455 | 66.4177 | 90 | 0 |  | 0.21667 | 0 | 0.23793 | 5.0134408e-05 | 0 | 0.23793 | 0 | 0 | 0.22627 | 0 | 0.22175 | 0.22175 | 25.5571 | 8.4175 | 0.43381 | 0.42666 | 0.42547 | 0 | 0 | 0.42545 | 24.3025 | 0 | 0 | 0 | 0.42545 | 0 | 650 | 0 | 0
3656 | 2021-06-02 07:00 | 91.25 |  | 42.4667 | 10.0397 | 0.89292 | 0.2 | 7.9047 | 58.7032 | 82.1462 | 0 |  | 91.25 | 48.4682 | 42.8712 | 0.021114 | 48.4682 | 42.8712 | 0.018706 | 33.1556 | 40.7703 | 0 | 72.4474 | 72.4451 | 8349.465 | 14.2277 | 7636.7266 | 7889.946 | 7501.4844 | 0 | 0 | 7496.1924 | 778.954 | 0 | 0 | 1.3041 | 0 | 7494.8887 | 775.9905 | 6672.642 | 6639.2788
3657 | 2021-06-02 08:00 | 250.1167 |  | 73.8333 | 12.5665 | 0.59917 | 0.2 | 18.4482 | 49.4178 | 71.4988 | 0 |  | 250.1167 | 176.7697 | 74.8964 | 0.057874 | 176.7697 | 74.8964 | 0.051273 | 157.7546 | 71.2278 | 0 | 224.4028 | 224.4033 | 25863.098 | 25.7133 | 25280.793 | 25223.672 | 24386.326 | 0 | 0 | 24329.309 | 772.7007 | 0 | 0 | 0 | 0 | 24329.309 | 772.7007 | 23466.428 | 23349.0957
3658 | 2021-06-02 09:00 | 399.1333 |  | 95.2833 | 15.2208 | 1.0079 | 0.2 | 27.4509 | 37.9263 | 62.3607 | 0 |  | 399.1333 | 305.7387 | 96.8922 | 0.092354 | 305.7387 | 96.8922 | 0.081822 | 288.0692 | 92.1476 | 0 | 372.6124 | 372.6601 | 42950.035 | 36.6511 | 42670.2 | 41180.477 | 39715.125 | 0 | 0 | 39557.625 | 757.3189 | 0 | 0 | 0 | 0 | 39557.625 | 757.3189 | 38517.86 | 38325.2734
3659 | 2021-06-02 10:00 | 500.3 |  | 115.0167 | 17.3837 | 1.6433 | 0.2 | 34.1457 | 23.7478 | 55.4934 | 0 |  | 500.3 | 388.6831 | 117.1205 | 0.11576 | 388.6831 | 117.1205 | 0.10256 | 373.7966 | 111.3866 | 0 | 475.4796 | 475.5056 | 54802.934 | 43.949 | 54749.29 | 51640.48 | 49659.86 | 0 | 0 | 49401.125 | 738.3846 | 0 | 0 | 0 | 0 | 49401.125 | 738.3846 | 48129.86 | 47889.207
3660 | 2021-06-02 11:00 | 561.8166 |  | 110.1667 | 19.1842 | 2.4225 | 0.2 | 37.6289 | 7.1403 | 51.8172 | 0 |  | 561.8166 | 456.8236 | 112.411 | 0.13 | 456.8236 | 112.411 | 0.11517 | 442.6774 | 106.9086 | 0 | 538.5942 | 538.6477 | 62080.555 | 48.2289 | 62158.285 | 57819.945 | 55410.582 | 0 | 0 | 55080.492 | 729.4617 | 0 | 0 | 0 | 0 | 55080.492 | 729.4617 | 53680.594 | 53412.1914
3661 | 2021-06-02 12:00 | 555.7 |  | 112.3 | 20.4674 | 2.155 | 0.2 | 37.2556 | 349.6432 | 52.0298 | 0 |  | 555.7 | 449.8812 | 114.7307 | 0.12858 | 449.8812 | 114.7307 | 0.11392 | 435.7531 | 109.1158 | 0 | 533.9715 | 533.9268 | 61536.508 | 49.6102 | 61604.16 | 57037.664 | 54693.406 | 0 | 0 | 54368.402 | 726.22 | 0 | 0 | 0 | 0 | 54368.402 | 726.22 | 52984.434 | 52719.5117
3662 | 2021-06-02 13:00 | 499.6833 |  | 88.5333 | 21.182 | 1.6846 | 0.2 | 33.1021 | 333.4173 | 56.1035 | 0 |  | 499.6833 | 418.9731 | 90.8208 | 0.11562 | 418.9731 | 90.8208 | 0.10243 | 402.2798 | 86.3773 | 0 | 478.884 | 478.6446 | 55165.49 | 47.8725 | 55117.492 | 51302.586 | 49198.344 | 0 | 0 | 48933.043 | 727.5515 | 0 | 0 | 0 | 0 | 48933.043 | 727.5515 | 47672.543 | 47434.1797
3663 | 2021-06-02 14:00 | 384.0167 |  | 71.4167 | 21.2406 | 2.5492 | 0.2 | 25.9041 | 319.7613 | 63.2963 | 0 |  | 384.0167 | 320.841 | 73.5097 | 0.088856 | 320.841 | 73.5097 | 0.078723 | 301.1055 | 69.9143 | 0 | 363.5994 | 363.4334 | 41886.973 | 40.7249 | 41588.008 | 39584.293 | 37459.277 | 0 | 0 | 37310.652 | 743.9367 | 0 | 0 | 0 | 0 | 37310.652 | 743.9367 | 36322.71 | 36141.0977
3664 | 2021-06-02 15:00 | 212.7333 |  | 73.2 | 20.418 | 1.8646 | 0.2 | 16.5599 | 308.7371 | 72.6745 | 0 |  | 212.7333 | 145.4809 | 75.2584 | 0.049224 | 145.4809 | 75.2584 | 0.04361 | 128.2769 | 71.5787 | 0 | 195.8586 | 195.8008 | 22566.883 | 31.2473 | 21941.691 | 21497.041 | 20109.48 | 0 | 0 | 20067.053 | 755.7768 | 0 | 0 | 0 | 0 | 20067.053 | 755.7768 | 19155.54 | 19059.7617
3665 | 2021-06-02 16:00 | 62.5667 |  | 34.6167 | 18.9748 | 2.2 | 0.2 | 5.793 | 299.8018 | 83.4886 | 0 |  | 62.5667 | 31.3405 | 35.9548 | 0.014477 | 31.3405 | 35.9548 | 0.012826 | 19.062 | 34.1993 | 0 | 52.1961 | 52.0953 | 6004.1855 | 21.8125 | 5343.732 | 5387.2114 | 4582.0967 | 0 | 0 | 4578.6396 | 668.4223 | 0 | 0 | 0 | 66.9065 | 4511.7334 | 682.2521 | 3891.4297 | 3871.972412109375
3666 | 2021-06-02 17:00 | 0 |  | 0 | 17.4968 | 1.655 | 0.2
3667 | 2021-06-02 18:00 | 0 |  | 0 | 16.5772 | 1.4208 | 0.2
3668 | 2021-06-02 19:00 | 0 |  | 0 | 15.7625 | 2.54 | 0.2
3669 | 2021-06-02 20:00 | 0 |  | 0 | 14.9771 | 3.35 | 0.2
3670 | 2021-06-02 21:00 | 0 |  | 0 | 14.0919 | 2.7654 | 0.2
3671 | 2021-06-02 22:00 | 0 |  | 0 | 13.188 | 2.7767 | 0.2
3672 | 2021-06-02 23:00 | 0 |  | 0 | 12.2806 | 2.2904 | 0.2
3673 | 2021-06-03 | 0 |  | 0 | 11.3498 | 2.1758 | 0.2
3674 | 2021-06-03 01:00 | 0 |  | 0 | 10.4026 | 2.0258 | 0.2
3675 | 2021-06-03 02:00 | 0 |  | 0 | 9.5096 | 1.9033 | 0.2
3676 | 2021-06-03 03:00 | 0 |  | 0 | 8.9663 | 1.2671 | 0.2
3677 | 2021-06-03 04:00 | 0 |  | 0 | 8.5021 | 0.975 | 0.2
3678 | 2021-06-03 05:00 | 0 |  | 0 | 8.193 | 1.125 | 0.2
3679 | 2021-06-03 06:00 | 0.21667 |  | 0.21667 | 8.3451 | 1.0958 | 0.2 | -3.7418 | 66.3296 | 90 | 0 |  | 0.21667 | 0 | 0.23795 | 5.0134408e-05 | 0 | 0.23795 | 0 | 0 | 0.22629 | 0 | 0.22177 | 0.22177 | 25.5595 | 8.3578 | 0.4341 | 0.42691 | 0.42553 | 0 | 0 | 0.42551 | 24.3111 | 0 | 0 | 0 | 0.42551 | 0 | 650 | 0 | 0
3680 | 2021-06-03 07:00 | 90.9 |  | 41.0833 | 9.9064 | 1.9112 | 0.2 | 7.7999 | 58.6253 | 82.2497 | 0 |  | 90.9 | 49.499 | 41.4848 | 0.021033 | 49.499 | 41.4848 | 0.018634 | 33.6204 | 39.4519 | 0 | 71.6108 | 71.6335 | 8255.857 | 13.8599 | 7544.0645 | 7802.3774 | 7453.7563 | 0 | 0 | 7448.524 | 776.1918 | 0 | 0 | -0.12757 | 0 | 7448.6514 | 775.4031 | 6628.2705 | 6595.1294
3681 | 2021-06-03 08:00 | 258.9667 |  | 58.2 | 12.3802 | 1.4017 | 0.2 | 18.334 | 49.3526 | 71.6118 | 0 |  | 258.9667 | 201.3369 | 59.2553 | 0.059921 | 201.3369 | 59.2553 | 0.053088 | 179.491 | 56.3529 | 0 | 231.1271 | 231.1213 | 26637.729 | 25.4351 | 26067.463 | 26030.33 | 24924.215 | 0 | 0 | 24865.596 | 775.561 | 0 | 0 | 0 | 0 | 24865.596 | 775.561 | 24014.846 | 23894.7715
3682 | 2021-06-03 09:00 | 406.95 |  | 73.9833 | 14.991 | 1.8192 | 0.2 | 27.3277 | 37.8808 | 62.4829 | 0 |  | 406.95 | 335.0581 | 75.4642 | 0.094163 | 335.0581 | 75.4642 | 0.083424 | 315.5464 | 71.7689 | 0 | 379.569 | 379.5551 | 43743.76 | 36.0268 | 43479.035 | 42045.258 | 40514.9 | 0 | 0 | 40351.195 | 755.0001 | 0 | 0 | 0 | 0 | 40351.195 | 755.0001 | 39292.367 | 39095.9062
3683 | 2021-06-03 10:00 | 518.5333 |  | 83.7167 | 17.1622 | 2.6417 | 0.2 | 34.0168 | 23.7339 | 55.6218 | 0 |  | 518.5333 | 438.6789 | 85.5107 | 0.11998 | 438.6789 | 85.5107 | 0.1063 | 421.7508 | 81.3244 | 0 | 493.0137 | 492.9038 | 56807.64 | 43.4766 | 56791.414 | 53654.906 | 51804.227 | 0 | 0 | 51524.81 | 739.4167 | 0 | 0 | 0 | 0 | 51524.81 | 739.4167 | 50205.02 | 49953.9961
3684 | 2021-06-03 11:00 | 570.9 |  | 95.4833 | 18.908 | 3.5362 | 0.2 | 37.5019 | 7.1698 | 51.9443 | 0 |  | 570.9 | 480.8898 | 97.5905 | 0.1321 | 480.8898 | 97.5905 | 0.11703 | 465.888 | 92.8137 | 0 | 547.5277 | 547.4378 | 63093.367 | 46.9682 | 63188.945 | 59030.51 | 57258.035 | 0 | 0 | 56904.957 | 728.721 | 0 | 0 | 0 | 0 | 56904.957 | 728.721 | 55464.5 | 55187.1797
3685 | 2021-06-03 12:00 | 554.1333 |  | 112.9 | 20.0858 | 2.8833 | 0.2 | 37.1406 | 349.7163 | 52.1452 | 0 |  | 554.1333 | 447.7099 | 115.335 | 0.12822 | 447.7099 | 115.335 | 0.1136 | 433.5557 | 109.6905 | 0 | 532.3812 | 532.2723 | 61345.56 | 48.1913 | 61409.938 | 57129.06 | 55027.77 | 0 | 0 | 54696.598 | 724.6682 | 0 | 0 | 0 | 0 | 54696.598 | 724.6682 | 53305.28 | 53038.7539
3686 | 2021-06-03 13:00 | 475.1833 |  | 119.8833 | 20.6479 | 1.8696 | 0.2 | 33.0065 | 333.5201 | 56.1994 | 0 |  | 475.1833 | 362.0865 | 122.6228 | 0.10995 | 362.0865 | 122.6228 | 0.097412 | 347.5785 | 116.6233 | 0 | 454.9178 | 455.139 | 52456.04 | 45.815 | 52357.234 | 49052.516 | 46546.93 | 0 | 0 | 46315.88 | 735.2109 | 0 | 0 | 0 | 0 | 46315.88 | 735.2109 | 45116.004 | 44890.4258
3687 | 2021-06-03 14:00 | 364.3333 |  | 95.65 | 20.6197 | 1.35 | 0.2 | 25.8296 | 319.8776 | 63.3706 | 0 |  | 364.3333 | 275.794 | 98.1139 | 0.084302 | 275.794 | 98.1139 | 0.074688 | 258.7498 | 93.3149 | 0 | 345.0235 | 344.9876 | 39759.953 | 40.1522 | 39421.03 | 37588.32 | 35675.17 | 0 | 0 | 35541.555 | 744.3578 | 0 | 0 | 0 | 0 | 35541.555 | 744.3578 | 34574.3 | 34401.4297
3688 | 2021-06-03 15:00 | 214.6667 |  | 73.0833 | 19.8053 | 1.7708 | 0.2 | 16.5044 | 308.8577 | 72.7295 | 0 |  | 214.6667 | 147.6452 | 75.1397 | 0.049671 | 147.6452 | 75.1397 | 0.044006 | 130.1086 | 71.4659 | 0 | 197.5429 | 197.3181 | 22742.322 | 30.7652 | 22119.44 | 21704.086 | 20038.986 | 0 | 0 | 19997.855 | 764.0515 | 0 | 0 | 0 | 0 | 19997.855 | 764.0515 | 19086.252 | 18990.8223
3689 | 2021-06-03 16:00 | 64.05 |  | 34.0333 | 18.3965 | 2.1967 | 0.2 | 5.7532 | 299.924 | 83.5276 | 0 |  | 64.05 | 33.6877 | 35.3736 | 0.01482 | 33.6877 | 35.3736 | 0.01313 | 20.4002 | 33.6466 | 0 | 52.9659 | 52.877 | 6094.3296 | 21.2772 | 5434.598 | 5485.599 | 4662.1846 | 0 | 0 | 4658.546 | 667.8896 | 0 | 0 | 0 | 57.9375 | 4600.6084 | 681.5457 | 3971.893 | 3952.033447265625
3690 | 2021-06-03 17:00 | 0 |  | 0 | 16.9306 | 2.6933 | 0.2
3691 | 2021-06-03 18:00 | 0 |  | 0 | 15.9069 | 3.645 | 0.2
3692 | 2021-06-03 19:00 | 0 |  | 0 | 14.9878 | 3.7275 | 0.2
3693 | 2021-06-03 20:00 | 0 |  | 0 | 13.9583 | 3.1325 | 0.2
3694 | 2021-06-03 21:00 | 0 |  | 0 | 12.9083 | 2.1067 | 0.2
3695 | 2021-06-03 22:00 | 0 |  | 0 | 11.8583 | 1.5671 | 0.2
3696 | 2021-06-03 23:00 | 0 |  | 0 | 10.8181 | 1.0025 | 0.2
3697 | 2021-06-04 | 0 |  | 0 | 9.8327 | 0.92667 | 0.2
3698 | 2021-06-04 01:00 | 0 |  | 0 | 8.8206 | 0.56458 | 0.2
3699 | 2021-06-04 02:00 | 0 |  | 0 | 7.8606 | 0.52417 | 0.2
3700 | 2021-06-04 03:00 | 0 |  | 0 | 7.264 | 0.78292 | 0.2
3701 | 2021-06-04 04:00 | 0 |  | 0 | 6.7495 | 1.5804 | 0.2
3702 | 2021-06-04 05:00 | 0 |  | 0 | 6.3964 | 2.3933 | 0.2
3703 | 2021-06-04 06:00 | 0.23333 |  | 0.23333 | 6.4882 | 2.8792 | 0.2 | -3.8359 | 66.2478 | 90 | 0 |  | 0.23333 | 0 | 0.2562 | 5.3989297e-05 | 0 | 0.2562 | 0 | 0 | 0.24365 | 0 | 0.23878 | 0.23878 | 27.519 | 6.5009 | 0.50289 | 0.49364 | 0.49231 | 0 | 0 | 0.49229 | 26.1434 | 0 | 0 | 0 | 0.49229 | 0 | 650 | 0 | 0
3704 | 2021-06-04 07:00 | 80.4167 |  | 40.9833 | 7.7996 | 1.705 | 0.2 | 7.6979 | 58.5536 | 82.3505 | 0 |  | 80.4167 | 39.1849 | 41.2163 | 0.018607 | 39.1849 | 41.2163 | 0.016485 | 26.4246 | 39.1964 | 0 | 64.3086 | 64.3057 | 7411.234 | 11.3821 | 6708.386 | 6988.975 | 6649.954 | 0 | 0 | 6645.8237 | 781.9283 | 0 | 0 | 1.0592 | 0 | 6644.7646 | 779.3121 | 5863.181 | 5833.8652
3705 | 2021-06-04 08:00 | 220.4333 |  | 95.1667 | 9.8318 | 1.8258 | 0.2 | 18.2234 | 49.2933 | 71.7213 | 0 |  | 220.4333 | 125.6322 | 95.9429 | 0.051005 | 125.6322 | 95.9429 | 0.045188 | 111.8854 | 91.2432 | 0 | 199.066 | 199.0656 | 22942.46 | 20.8612 | 22317.182 | 22592.852 | 21762.225 | 0 | 0 | 21718.691 | 785.7558 | 0 | 0 | 42.8956 | 0 | 21675.797 | 780.2069 | 20772.666 | 20668.8027
3706 | 2021-06-04 09:00 | 330.6667 |  | 125.0833 | 11.9048 | 1.3758 | 0.2 | 27.209 | 37.8407 | 62.6007 | 0 |  | 330.6667 | 206.8874 | 126.3872 | 0.076512 | 206.8874 | 126.3872 | 0.067786 | 194.7508 | 120.1976 | 0 | 308.6494 | 308.6013 | 35567.203 | 29.3568 | 35149.508 | 34687.35 | 33393.695 | 0 | 0 | 33287.676 | 773.3345 | 0 | 0 | 0 | 0 | 33287.676 | 773.3345 | 32350.55 | 32188.7988
3707 | 2021-06-04 10:00 | 461.0833 |  | 156.2667 | 13.9714 | 1.7708 | 0.2 | 33.8934 | 23.7244 | 55.7447 | 0 |  | 461.0833 | 307.541 | 158.0931 | 0.10669 | 307.541 | 158.0931 | 0.094521 | 295.5876 | 150.3522 | 0 | 437.021 | 437.0267 | 50367.66 | 38.2457 | 50229.98 | 48241.594 | 46384.53 | 0 | 0 | 46169.844 | 753.8787 | 0 | 0 | 0 | 0 | 46169.844 | 753.8787 | 44973.375 | 44748.5078
3708 | 2021-06-04 11:00 | 496.9667 |  | 190.55 | 15.5091 | 2.2692 | 0.2 | 37.3811 | 7.2017 | 52.0651 | 0 |  | 496.9667 | 309.9607 | 192.8785 | 0.11499 | 309.9607 | 192.8785 | 0.10188 | 300.2232 | 183.4359 | 0 | 473.9859 | 473.9968 | 54630.324 | 41.2467 | 54573.35 | 51919.95 | 50213.84 | 0 | 0 | 49953.645 | 743.0864 | 0 | 0 | 0 | 0 | 49953.645 | 743.0864 | 48669.707 | 48426.3594
3709 | 2021-06-04 12:00 | 491.2833 |  | 183.65 | 16.5466 | 3.1192 | 0.2 | 37.0321 | 349.7894 | 52.2541 | 0 |  | 491.2833 | 312.1666 | 186.1935 | 0.11368 | 312.1666 | 186.1935 | 0.10071 | 302.2351 | 177.0798 | 0 | 469.7286 | 469.7307 | 54137.246 | 41.0849 | 54070.81 | 51463.27 | 49329.7 | 0 | 0 | 49079.574 | 746.2054 | 0 | 0 | 0 | 0 | 49079.574 | 746.2054 | 47815.7 | 47576.6211
3710 | 2021-06-04 13:00 | 453.3833 |  | 144.7833 | 17.144 | 3.7054 | 0.2 | 32.9172 | 333.6208 | 56.2888 | 0 |  | 453.3833 | 314.5156 | 147.6985 | 0.10491 | 314.5156 | 147.6985 | 0.092943 | 301.8475 | 140.4714 | 0 | 433.4725 | 433.3753 | 49947.957 | 39.1872 | 49801.95 | 47669.766 | 45677.824 | 0 | 0 | 45463.93 | 751.0349 | 0 | 0 | 0 | 0 | 45463.93 | 751.0349 | 44283.957 | 44062.5391
3711 | 2021-06-04 14:00 | 360.7 |  | 97.55 | 17.2302 | 4.7804 | 0.2 | 25.7609 | 319.9905 | 63.4391 | 0 |  | 360.7 | 270.1391 | 100.0343 | 0.083461 | 270.1391 | 100.0343 | 0.073943 | 253.3723 | 95.1414 | 0 | 341.5433 | 341.3832 | 39345.527 | 33.7655 | 38998.824 | 37947.844 | 36175.875 | 0 | 0 | 36043.555 | 759.0612 | 0 | 0 | 0 | 0 | 36043.555 | 759.0612 | 35070.168 | 34894.8164
3712 | 2021-06-04 15:00 | 214.0833 |  | 68.6833 | 16.5903 | 5.1396 | 0.2 | 16.4542 | 308.9741 | 72.7792 | 0 |  | 214.0833 | 151.6507 | 70.7008 | 0.049536 | 151.6507 | 70.7008 | 0.043887 | 133.5667 | 67.2443 | 0 | 196.7947 | 196.7771 | 22679.545 | 25.9669 | 22056.33 | 21966.078 | 20203.934 | 0 | 0 | 20162.848 | 775.2172 | 0 | 0 | 12.6939 | 0 | 20150.152 | 773.7322 | 19238.777 | 19142.582
3713 | 2021-06-04 16:00 | 32.8167 |  | 30.8667 | 15.3711 | 4.625 | 0.2 | 5.7182 | 300.0416 | 83.5618 | 0 |  | 32.8167 | 2.1902 | 30.7514 | 0.0075933 | 2.1902 | 30.7514 | 0.0067274 | 1.3212 | 29.2435 | 0 | 29.9534 | 29.9533 | 3452.2188 | 16.8322 | 2847.6023 | 2917.349 | 2832.2212 | 0 | 0 | 2831.372 | 735.9412 | 0 | 0 | 0 | 0 | 2831.372 | 735.9412 | 2397.792 | 2385.802978515625
3714 | 2021-06-04 17:00 | 0 |  | 0 | 14.4674 | 5.2442 | 0.2
3715 | 2021-06-04 18:00 | 0 |  | 0 | 13.6343 | 5.5421 | 0.2
3716 | 2021-06-04 19:00 | 0 |  | 0 | 12.8011 | 4.1167 | 0.2
3717 | 2021-06-04 20:00 | 0 |  | 0 | 11.968 | 2.0133 | 0.2
3718 | 2021-06-04 21:00 | 0 |  | 0 | 11.1348 | 1.0671 | 0.2
3719 | 2021-06-04 22:00 | 0 |  | 0 | 10.3017 | 0.82333 | 0.2
3720 | 2021-06-04 23:00 | 0 |  | 0 | 9.4975 | 1.2854 | 0.2
3721 | 2021-06-05 | 0 |  | 0 | 8.8728 | 1.1171 | 0.2
3722 | 2021-06-05 01:00 | 0 |  | 0 | 8.2791 | 0.51292 | 0.2
3723 | 2021-06-05 02:00 | 0 |  | 0 | 7.7211 | 1.1054 | 0.2
3724 | 2021-06-05 03:00 | 0 |  | 0 | 7.3858 | 1.8354 | 0.2
3725 | 2021-06-05 04:00 | 0 |  | 0 | 7.1008 | 1.7242 | 0.2
3726 | 2021-06-05 05:00 | 0 |  | 0 | 6.9147 | 2.0983 | 0.2
3727 | 2021-06-05 06:00 | 0 |  | 0 | 7.1041 | 2.0983 | 0.2
3728 | 2021-06-05 07:00 | 91.0333 |  | 43.45 | 8.743 | 2.5225 | 0.2 | 7.5988 | 58.4879 | 82.4484 | 0 |  | 91.0333 | 47.2867 | 43.84 | 0.021064 | 47.2867 | 43.84 | 0.018662 | 31.6591 | 41.6917 | 0 | 71.8838 | 71.8995 | 8286.529 | 12.6023 | 7574.396 | 7863.1367 | 7516.406 | 0 | 0 | 7511.0996 | 780.8513 | 0 | 0 | 0.51986 | 0 | 7510.58 | 778.9488 | 6687.7095 | 6654.271
3729 | 2021-06-05 08:00 | 257.8 |  | 57.7667 | 11.3519 | 2.6967 | 0.2 | 18.1165 | 49.24 | 71.8272 | 0 |  | 257.8 | 200.6315 | 58.8162 | 0.059651 | 200.6315 | 58.8162 | 0.052848 | 178.4982 | 55.9354 | 0 | 229.7449 | 229.754 | 26479.451 | 23.5871 | 25906.762 | 26013.635 | 24911.533 | 0 | 0 | 24853.695 | 782.5851 | 0 | 0 | 37.8334 | 0 | 24815.861 | 778.6992 | 23963.93 | 23844.1094
3730 | 2021-06-05 09:00 | 412.8833 |  | 63.0667 | 14.1276 | 3.4175 | 0.2 | 27.095 | 37.8062 | 62.7139 | 0 |  | 412.8833 | 352.0559 | 64.4256 | 0.095535 | 352.0559 | 64.4256 | 0.08464 | 331.2568 | 61.2709 | 0 | 384.6772 | 384.6657 | 44333.66 | 33.9513 | 44080.227 | 42902.27 | 41200.586 | 0 | 0 | 41035.33 | 763.173 | 0 | 0 | 0 | 0 | 41035.33 | 763.173 | 39960.12 | 39760.3203
3731 | 2021-06-05 10:00 | 529.75 |  | 68.7 | 16.5081 | 4.2225 | 0.2 | 33.7756 | 23.7193 | 55.8621 | 0 |  | 529.75 | 465.1945 | 70.1283 | 0.12258 | 465.1945 | 70.1283 | 0.1086 | 446.9886 | 66.6946 | 0 | 503.4096 | 503.4531 | 58024.957 | 41.5203 | 58030.83 | 55168.188 | 52825.76 | 0 | 0 | 52540.19 | 747.1737 | 0 | 0 | 0 | 0 | 52540.19 | 747.1737 | 51197.383 | 50941.3945
3732 | 2021-06-05 11:00 | 583.1333 |  | 75.9 | 18.3876 | 3.8825 | 0.2 | 37.2667 | 7.2361 | 52.1797 | 0 |  | 583.1333 | 513.1255 | 77.4875 | 0.13493 | 513.1255 | 77.4875 | 0.11954 | 496.8981 | 73.6941 | 0 | 559.1804 | 559.0411 | 64427.684 | 46.5946 | 64545.996 | 60372.434 | 58363.82 | 0 | 0 | 57998.74 | 729.5334 | 0 | 0 | 0 | 0 | 57998.74 | 729.5334 | 56534.15 | 56251.4805
3733 | 2021-06-05 12:00 | 579.8166 |  | 72.8167 | 19.7104 | 2.66 | 0.2 | 36.9303 | 349.8625 | 52.3563 | 0 |  | 579.8166 | 514.4983 | 74.463 | 0.13416 | 514.4983 | 74.463 | 0.11886 | 498.0325 | 70.8183 | 0 | 557.4737 | 557.5172 | 64255.53 | 49.4495 | 64369.145 | 59629.336 | 56777.164 | 0 | 0 | 56425.527 | 724.8173 | 0 | 0 | 0 | 0 | 56425.527 | 724.8173 | 54995.69 | 54720.7148
3734 | 2021-06-05 13:00 | 520.3833 |  | 63 | 20.4307 | 1.8017 | 0.2 | 32.8344 | 333.7194 | 56.3719 | 0 |  | 520.3833 | 466.18 | 64.6148 | 0.12041 | 466.18 | 64.6148 | 0.10668 | 447.3115 | 61.4527 | 0 | 498.5889 | 498.5074 | 57455.07 | 48.0812 | 57448.613 | 53431.35 | 50879.258 | 0 | 0 | 50599.8 | 729.5465 | 0 | 0 | 0 | 0 | 50599.8 | 729.5465 | 49301.086 | 49054.582
3735 | 2021-06-05 14:00 | 392.1667 |  | 60.0167 | 20.4827 | 1.9412 | 0.2 | 25.6982 | 320.1 | 63.5016 | 0 |  | 392.1667 | 341.0006 | 61.9155 | 0.090742 | 341.0006 | 61.9155 | 0.080393 | 319.7519 | 58.8875 | 0 | 371.0666 | 370.8021 | 42736.105 | 40.9196 | 42453.184 | 40378.19 | 38231.195 | 0 | 0 | 38077.355 | 745.2442 | 0 | 0 | 0 | 0 | 38077.355 | 745.2442 | 37073.344 | 36887.9805
3736 | 2021-06-05 15:00 | 228.8833 |  | 58.3167 | 19.6338 | 0.91792 | 0.2 | 16.4093 | 309.0864 | 72.8236 | 0 |  | 228.8833 | 177.9263 | 60.2019 | 0.05296 | 177.9263 | 60.2019 | 0.046921 | 156.6335 | 57.2592 | 0 | 209.6148 | 209.3125 | 24124.223 | 31.72 | 23521.943 | 23003.014 | 21233.242 | 0 | 0 | 21186.02 | 760.5491 | 0 | 0 | 0 | 0 | 21186.02 | 760.5491 | 20279.059 | 20177.6621
3737 | 2021-06-05 16:00 | 25.8833 |  | 24.8833 | 18.0693 | 0.95875 | 0.2 | 5.688 | 300.1546 | 83.5913 | 0 |  | 25.8833 | 1.124 | 24.6586 | 0.005989 | 1.124 | 24.6586 | 0.005306 | 0.6757 | 23.449 | 0 | 23.6422 | 23.6425 | 2724.8525 | 19.432 | 2155.1309 | 2190.1316 | 2121.086 | 0 | 0 | 2120.5894 | 716.4926 | 0 | 0 | 0 | 0 | 2120.5894 | 716.4926 | 1781.8187 | 1772.9095458984375
3738 | 2021-06-05 17:00 | 0 |  | 0 | 17.076 | 1.5337 | 0.2
3739 | 2021-06-05 18:00 | 0 |  | 0 | 16.202 | 1.6171 | 0.2
3740 | 2021-06-05 19:00 | 0 |  | 0 | 15.3299 | 0.68 | 0.2
3741 | 2021-06-05 20:00 | 0 |  | 0 | 14.4565 | 0.575 | 0.2
3742 | 2021-06-05 21:00 | 0 |  | 0 | 13.5088 | 0.53708 | 0.2
3743 | 2021-06-05 22:00 | 0 |  | 0 | 12.548 | 0.66208 | 0.2
3744 | 2021-06-05 23:00 | 0 |  | 0 | 11.5874 | 0.70958 | 0.2
3745 | 2021-06-06 | 0 |  | 0 | 10.6235 | 1.3208 | 0.2
3746 | 2021-06-06 01:00 | 0 |  | 0 | 9.6365 | 1.5017 | 0.2
3747 | 2021-06-06 02:00 | 0 |  | 0 | 8.7036 | 1.2225 | 0.2
3748 | 2021-06-06 03:00 | 0 |  | 0 | 8.1306 | 1.8758 | 0.2
3749 | 2021-06-06 04:00 | 0 |  | 0 | 7.6391 | 0.89625 | 0.2
3750 | 2021-06-06 05:00 | 0 |  | 0 | 7.3069 | 0.19042 | 0.2
3751 | 2021-06-06 06:00 | 0 |  | 0 | 7.4282 | 0.16042 | 0.2
3752 | 2021-06-06 07:00 | 85.7 |  | 43.0167 | 8.8761 | 0.5475 | 0.2 | 7.5027 | 58.4283 | 82.5435 | 0 |  | 85.7 | 42.4198 | 43.403 | 0.01983 | 42.4198 | 43.403 | 0.017568 | 28.1961 | 41.2761 | 0 | 68.0828 | 68.0701 | 7845.146 | 12.8735 | 7137.2637 | 7403.2993 | 6981.511 | 0 | 0 | 6976.955 | 782.0509 | 0 | 0 | 0.077302 | 0 | 6976.878 | 781.5149 | 6177.8066 | 6146.9175
3753 | 2021-06-06 08:00 | 244.0833 |  | 65.0167 | 11.2191 | 0.82 | 0.2 | 18.0133 | 49.1924 | 71.9294 | 0 |  | 244.0833 | 179.6143 | 66.027 | 0.056477 | 179.6143 | 66.027 | 0.050037 | 159.6422 | 62.7929 | 0 | 217.9864 | 217.9993 | 25124.28 | 23.8631 | 24530.727 | 24612.207 | 23617.8 | 0 | 0 | 23565.453 | 781.9267 | 0 | 0 | 18.3992 | 0 | 23547.055 | 776.9618 | 22668.889 | 22555.543
3754 | 2021-06-06 09:00 | 399.3 |  | 78.7833 | 13.7802 | 1.7063 | 0.2 | 26.9857 | 37.777 | 62.8225 | 0 |  | 399.3 | 322.5858 | 80.3059 | 0.092392 | 322.5858 | 80.3059 | 0.081856 | 303.3979 | 76.3735 | 0 | 372.176 | 372.156 | 42892.52 | 34.5122 | 42611.57 | 41398.89 | 39420.223 | 0 | 0 | 39268.23 | 763.8695 | 0 | 0 | 0 | 0 | 39268.23 | 763.8695 | 38235.438 | 38044.2617
3755 | 2021-06-06 10:00 | 519.8667 |  | 73.3333 | 16.0389 | 2.1725 | 0.2 | 33.6635 | 23.7184 | 55.9739 | 0 |  | 519.8667 | 450.569 | 74.8165 | 0.12029 | 450.569 | 74.8165 | 0.10657 | 432.8194 | 71.1533 | 0 | 493.8933 | 493.9735 | 56931.188 | 42.9795 | 56917.105 | 53855.69 | 51761.59 | 0 | 0 | 51485.074 | 742.9391 | 0 | 0 | 0 | 0 | 51485.074 | 742.9391 | 50166.19 | 49915.3594
3756 | 2021-06-06 11:00 | 574.0333 |  | 82.5667 | 17.8235 | 2.35 | 0.2 | 37.1587 | 7.2728 | 52.2878 | 0 |  | 574.0333 | 497.1987 | 84.231 | 0.13282 | 497.1987 | 84.231 | 0.11768 | 481.376 | 80.1075 | 0 | 550.2539 | 550.2619 | 63419.97 | 47.5926 | 63520.64 | 59213.895 | 56333.145 | 0 | 0 | 55996.223 | 735.3214 | 0 | 0 | 0 | 0 | 55996.223 | 735.3214 | 54575.92 | 54303.043
3757 | 2021-06-06 12:00 | 571.3667 |  | 80.3667 | 19.0782 | 2.25 | 0.2 | 36.8351 | 349.9355 | 52.4519 | 0 |  | 571.3667 | 498.2862 | 82.1131 | 0.13221 | 498.2862 | 82.1131 | 0.11713 | 482.2507 | 78.0939 | 0 | 549.1376 | 548.92 | 63265.04 | 48.9101 | 63362.555 | 58804.152 | 56305.14 | 0 | 0 | 55961.16 | 724.8203 | 0 | 0 | 0 | 0 | 55961.16 | 724.8203 | 54541.64 | 54268.9336
3758 | 2021-06-06 13:00 | 513.2167 |  | 78.6333 | 19.7654 | 2.5675 | 0.2 | 32.7579 | 333.8157 | 56.4486 | 0 |  | 513.2167 | 442.9669 | 80.7803 | 0.11875 | 442.9669 | 80.7803 | 0.10521 | 424.9572 | 76.8283 | 0 | 491.7498 | 491.4673 | 56643.918 | 46.0919 | 56623.05 | 53014.297 | 50649.168 | 0 | 0 | 50372.414 | 733.9942 | 0 | 0 | 0 | 0 | 50372.414 | 733.9942 | 49078.895 | 48833.5
3759 | 2021-06-06 14:00 | 394.45 |  | 64.0667 | 19.8203 | 3.7692 | 0.2 | 25.6413 | 320.206 | 63.5584 | 0 |  | 394.45 | 339.2131 | 66.0412 | 0.09127 | 339.2131 | 66.0412 | 0.080861 | 318 | 62.8113 | 0 | 373.195 | 372.9398 | 42983.33 | 38.7347 | 42705.05 | 40905.09 | 38609.71 | 0 | 0 | 38455.254 | 751.8818 | 0 | 0 | 0 | 0 | 38455.254 | 751.8818 | 37442.094 | 37254.8828
3760 | 2021-06-06 15:00 | 229.2167 |  | 62.0667 | 19.014 | 3.7775 | 0.2 | 16.3697 | 309.1944 | 72.8627 | 0 |  | 229.2167 | 174.3861 | 64.0068 | 0.053038 | 174.3861 | 64.0068 | 0.046989 | 153.4514 | 60.8779 | 0 | 210.0427 | 210.1793 | 24224.502 | 29.6696 | 23624.08 | 23256.13 | 21390.838 | 0 | 0 | 21343.455 | 765.9555 | 0 | 0 | 0 | 0 | 21343.455 | 765.9555 | 20437.604 | 20335.4141
3761 | 2021-06-06 16:00 | 25.7333 |  | 24.9333 | 17.5078 | 3.4275 | 0.2 | 5.6625 | 300.2629 | 83.6161 | 0 |  | 25.7333 | 0.89974 | 24.7098 | 0.0059543 | 0.89974 | 24.7098 | 0.0052753 | 0.53933 | 23.4976 | 0 | 23.5562 | 23.5603 | 2715.4023 | 18.7214 | 2146.2896 | 2185.4727 | 2098.0825 | 0 | 0 | 2097.5974 | 718.5318 | 0 | 0 | 0 | 0 | 2097.5974 | 718.5318 | 1762.0507 | 1753.240478515625
3762 | 2021-06-06 17:00 | 0 |  | 0 | 16.4927 | 3.25 | 0.2
3763 | 2021-06-06 18:00 | 0 |  | 0 | 15.5867 | 3.2292 | 0.2
3764 | 2021-06-06 19:00 | 0 |  | 0 | 14.6927 | 2.1496 | 0.2
3765 | 2021-06-06 20:00 | 0 |  | 0 | 13.7084 | 0.76792 | 0.2
3766 | 2021-06-06 21:00 | 0 |  | 0 | 12.7076 | 0.8725 | 0.2
3767 | 2021-06-06 22:00 | 0 |  | 0 | 11.7069 | 1.0742 | 0.2
3768 | 2021-06-06 23:00 | 0 |  | 0 | 10.7242 | 1.0396 | 0.2
3769 | 2021-06-07 | 0 |  | 0 | 9.8512 | 0.725 | 0.2
3770 | 2021-06-07 01:00 | 0 |  | 0 | 8.9833 | 0.99917 | 0.2
3771 | 2021-06-07 02:00 | 0 |  | 0 | 8.1644 | 0.81458 | 0.2
3772 | 2021-06-07 03:00 | 0 |  | 0 | 7.6647 | 0.60167 | 0.2
3773 | 2021-06-07 04:00 | 0 |  | 0 | 7.2373 | 0.41375 | 0.2
3774 | 2021-06-07 05:00 | 0 |  | 0 | 6.9515 | 0.34917 | 0.2
3775 | 2021-06-07 06:00 | 0 |  | 0 | 7.0883 | 0.65792 | 0.2
3776 | 2021-06-07 07:00 | 84.0667 |  | 41.3667 | 8.5197 | 1.3933 | 0.2 | 7.4096 | 58.3747 | 82.6355 | 0 |  | 84.0667 | 42.4386 | 41.7517 | 0.019452 | 42.4386 | 41.7517 | 0.017234 | 28.0053 | 39.7057 | 0 | 66.3568 | 66.3721 | 7649.4688 | 12.2701 | 6943.8384 | 7215.4995 | 6890.3994 | 0 | 0 | 6885.919 | 778.6376 | 0 | 0 | 1.33 | 0 | 6884.589 | 777.0574 | 6090.1714 | 6059.7207
3777 | 2021-06-07 08:00 | 235.9833 |  | 75.3167 | 10.7655 | 1.9517 | 0.2 | 17.9141 | 49.1507 | 72.0278 | 0 |  | 235.9833 | 161.1682 | 76.3747 | 0.054603 | 161.1682 | 76.3747 | 0.048376 | 143.1096 | 72.6337 | 0 | 211.4284 | 211.4223 | 24367.16 | 22.4126 | 23762.404 | 23944.217 | 22909.293 | 0 | 0 | 22860.393 | 781.2554 | 0 | 0 | 13.6245 | 0 | 22846.768 | 778.7974 | 21957.344 | 21847.5566
3778 | 2021-06-07 09:00 | 371.6833 |  | 110 | 13.1703 | 1.2758 | 0.2 | 26.8812 | 37.7531 | 62.9264 | 0 |  | 371.6833 | 263.3859 | 111.6819 | 0.086002 | 263.3859 | 111.6819 | 0.076194 | 247.617 | 106.2129 | 0 | 346.7534 | 346.7022 | 39958.973 | 32.8663 | 39622.496 | 38688.332 | 36745.05 | 0 | 0 | 36615.457 | 771.9632 | 0 | 0 | 0 | 0 | 36615.457 | 771.9632 | 35635.332 | 35457.1562
3779 | 2021-06-07 10:00 | 493.3833 |  | 106.3167 | 15.3764 | 1.9433 | 0.2 | 33.5571 | 23.7218 | 56.0801 | 0 |  | 493.3833 | 390.5821 | 108.3408 | 0.11416 | 390.5821 | 108.3408 | 0.10114 | 375.0996 | 103.0369 | 0 | 468.5738 | 468.5213 | 53998.188 | 41.1967 | 53929.56 | 51318.637 | 49531.094 | 0 | 0 | 49276.33 | 742.8967 | 0 | 0 | 0 | 0 | 49276.33 | 742.8967 | 48007.93 | 47767.8906
3780 | 2021-06-07 11:00 | 545.7167 |  | 116.35 | 17.1014 | 2.5587 | 0.2 | 37.0572 | 7.3117 | 52.3896 | 0 |  | 545.7167 | 434.3931 | 118.7389 | 0.12627 | 434.3931 | 118.7389 | 0.11187 | 420.4873 | 112.9272 | 0 | 522.7462 | 522.5629 | 60228.89 | 45.1047 | 60274.434 | 56643.66 | 54689.082 | 0 | 0 | 54373.234 | 736.3359 | 0 | 0 | 0 | 0 | 54373.234 | 736.3359 | 52989.156 | 52724.2109
3781 | 2021-06-07 12:00 | 541.65 |  | 114.1167 | 18.3075 | 2.8613 | 0.2 | 36.7466 | 350.0083 | 52.5409 | 0 |  | 541.65 | 433.8972 | 116.68 | 0.12533 | 433.8972 | 116.68 | 0.11104 | 419.8618 | 110.9704 | 0 | 520.2155 | 520.0379 | 59936.465 | 45.7945 | 59975.96 | 56229.383 | 53719.266 | 0 | 0 | 53413.01 | 735.6609 | 0 | 0 | 0 | 0 | 53413.01 | 735.6609 | 52050.508 | 51790.2539
3782 | 2021-06-07 13:00 | 480.9667 |  | 104.0333 | 18.9507 | 2.7912 | 0.2 | 32.6879 | 333.9099 | 56.5189 | 0 |  | 480.9667 | 384.2249 | 106.5891 | 0.11129 | 384.2249 | 106.5891 | 0.098597 | 368.539 | 101.3745 | 0 | 460.5152 | 460.1415 | 53032.902 | 43.3494 | 52945.188 | 50011.93 | 47426.87 | 0 | 0 | 47191.48 | 742.7559 | 0 | 0 | 0 | 0 | 47191.48 | 742.7559 | 45971.24 | 45741.3828
3783 | 2021-06-07 14:00 | 360.8333 |  | 92.7167 | 18.9742 | 2.2612 | 0.2 | 25.5903 | 320.3084 | 63.6092 | 0 |  | 360.8333 | 275.3016 | 95.145 | 0.083492 | 275.3016 | 95.145 | 0.07397 | 258.0299 | 90.4914 | 0 | 341.5509 | 341.5441 | 39364.414 | 37.5264 | 39018.246 | 37513.855 | 35338.883 | 0 | 0 | 35210.03 | 752.6205 | 0 | 0 | 0 | 0 | 35210.03 | 752.6205 | 34246.94 | 34075.707
3784 | 2021-06-07 15:00 | 213.2833 |  | 67.15 | 18.2034 | 3.045 | 0.2 | 16.3354 | 309.2981 | 72.8965 | 0 |  | 213.2833 | 152.4781 | 69.1509 | 0.049351 | 152.4781 | 69.1509 | 0.043723 | 134.1236 | 65.7702 | 0 | 195.8959 | 195.9381 | 22582.623 | 28.4736 | 21958.445 | 21695.285 | 20047.48 | 0 | 0 | 20006.15 | 767.439 | 0 | 0 | 0 | 0 | 20006.15 | 767.439 | 19094.559 | 18999.0859
3785 | 2021-06-07 16:00 | 26.4167 |  | 26.3167 | 16.785 | 3.2483 | 0.2 | 5.6417 | 300.3663 | 83.6362 | 0 |  | 26.4167 | 0.11253 | 26.1827 | 0.0061124 | 0.11253 | 26.1827 | 0.0054154 | 0.067292 | 24.9001 | 0 | 24.4681 | 24.4687 | 2820.0852 | 18.0557 | 2245.2888 | 2290.8762 | 2217.7905 | 0 | 0 | 2217.2483 | 725.0641 | 0 | 0 | 0 | 0 | 2217.2483 | 725.0641 | 1865.0319 | 1855.7066650390625
3786 | 2021-06-07 17:00 | 0 |  | 0 | 15.7928 | 3.2825 | 0.2
3787 | 2021-06-07 18:00 | 0 |  | 0 | 14.9163 | 1.6238 | 0.2
3788 | 2021-06-07 19:00 | 0 |  | 0 | 13.9369 | 1.0008 | 0.2
3789 | 2021-06-07 20:00 | 0 |  | 0 | 12.9385 | 1.1854 | 0.2
3790 | 2021-06-07 21:00 | 0 |  | 0 | 11.9401 | 1.3258 | 0.2
3791 | 2021-06-07 22:00 | 0 |  | 0 | 10.9417 | 1.1 | 0.2
3792 | 2021-06-07 23:00 | 0 |  | 0 | 9.9544 | 1.2879 | 0.2
3793 | 2021-06-08 | 0 |  | 0 | 9.0232 | 0.90417 | 0.2
3794 | 2021-06-08 01:00 | 0 |  | 0 | 8.0274 | 0.47667 | 0.2
3795 | 2021-06-08 02:00 | 0 |  | 0 | 7.0731 | 0.48708 | 0.2
3796 | 2021-06-08 03:00 | 0 |  | 0 | 6.4591 | 0.48792 | 0.2
3797 | 2021-06-08 04:00 | 0 |  | 0 | 5.9219 | 0.46125 | 0.2
3798 | 2021-06-08 05:00 | 0 |  | 0 | 5.5352 | 0.845 | 0.2
3799 | 2021-06-08 06:00 | 0 |  | 0 | 5.5846 | 1.5208 | 0.2
3800 | 2021-06-08 07:00 | 93.7 |  | 35.6 | 6.947 | 1.7017 | 0.2 | 7.3198 | 58.3271 | 82.7246 | 0 |  | 93.7 | 57.7468 | 35.9823 | 0.021681 | 57.7468 | 35.9823 | 0.019208 | 37.8332 | 34.2189 | 0 | 70.6111 | 70.6386 | 8141.399 | 10.883 | 7430.9443 | 7752.361 | 7340.2153 | 0 | 0 | 7335.211 | 784.0175 | 0 | 0 | 5.9862 | 0 | 7329.225 | 778.4577 | 6513.8467 | 6481.2773
3801 | 2021-06-08 08:00 | 268.9167 |  | 47.4833 | 9.2008 | 1.2654 | 0.2 | 17.8187 | 49.1148 | 72.1224 | 0 |  | 268.9167 | 222.1374 | 48.4381 | 0.062224 | 222.1374 | 48.4381 | 0.055127 | 197.0632 | 46.0657 | 0 | 238.2663 | 238.2631 | 27459.627 | 22.7428 | 26902.455 | 27079.445 | 25692.533 | 0 | 0 | 25631.408 | 788.1055 | 0 | 0 | 48.2837 | 0 | 25583.125 | 783.3683 | 24727.553 | 24603.9141
3802 | 2021-06-08 09:00 | 430.25 |  | 57.8667 | 11.6245 | 1.2217 | 0.2 | 26.7815 | 37.7345 | 63.0255 | 0 |  | 430.25 | 374.8236 | 59.0959 | 0.099554 | 374.8236 | 59.0959 | 0.0882 | 352.243 | 56.202 | 0 | 400.2761 | 400.2396 | 46127.965 | 34.4181 | 45908.926 | 44618.676 | 43064.234 | 0 | 0 | 42882.42 | 763.4385 | 0 | 0 | 0 | 0 | 42882.42 | 763.4385 | 41763.25 | 41554.4336
3803 | 2021-06-08 10:00 | 558.5666 |  | 60.7333 | 13.8103 | 1.8113 | 0.2 | 33.4565 | 23.7294 | 56.1805 | 0 |  | 558.5666 | 502.3753 | 62.0605 | 0.12924 | 502.3753 | 62.0605 | 0.11451 | 482.3435 | 59.022 | 0 | 530.5381 | 530.4437 | 61135.508 | 43.2194 | 61197.305 | 57864.645 | 55309.88 | 0 | 0 | 54992.723 | 742.6051 | 0 | 0 | 0 | 0 | 54992.723 | 742.6051 | 53594.785 | 53326.8125
3804 | 2021-06-08 11:00 | 606.95 |  | 68.35 | 15.4709 | 1.5742 | 0.2 | 36.9621 | 7.3527 | 52.485 | 0 |  | 606.95 | 544.9266 | 69.844 | 0.14044 | 544.9266 | 69.844 | 0.12442 | 527.3856 | 66.4249 | 0 | 581.9342 | 581.7107 | 67045.25 | 48.0721 | 67206.16 | 62558.367 | 59934.082 | 0 | 0 | 59551.074 | 730.4465 | 0 | 0 | 0 | 0 | 59551.074 | 730.4465 | 58052.46 | 57762.1992
3805 | 2021-06-08 12:00 | 606.4833 |  | 73.2 | 16.5963 | 2.0725 | 0.2 | 36.6648 | 350.0808 | 52.6231 | 0 |  | 606.4833 | 541.2437 | 74.8556 | 0.14033 | 541.2437 | 74.8556 | 0.12433 | 523.6522 | 71.1917 | 0 | 582.947 | 582.6211 | 67148.55 | 48.5165 | 67309.875 | 62553.33 | 60264.34 | 0 | 0 | 59870.504 | 725.9966 | 0 | 0 | 0 | 0 | 59870.504 | 725.9966 | 58364.926 | 58073.1016
3806 | 2021-06-08 13:00 | 534.4833 |  | 58.4333 | 17.1702 | 1.9171 | 0.2 | 32.6242 | 334.0017 | 56.5827 | 0 |  | 534.4833 | 485.282 | 59.9699 | 0.12367 | 485.282 | 59.9699 | 0.10957 | 465.396 | 57.0352 | 0 | 511.9826 | 511.919 | 58999.68 | 45.4159 | 59020.97 | 55374.816 | 52793.836 | 0 | 0 | 52494.836 | 733.1196 | 0 | 0 | 0 | 0 | 52494.836 | 733.1196 | 51153.055 | 50897.2891
3807 | 2021-06-08 14:00 | 414.4 |  | 57.15 | 17.1438 | 1.2163 | 0.2 | 25.5452 | 320.4072 | 63.6542 | 0 |  | 414.4 | 366.8465 | 58.7886 | 0.095886 | 366.8465 | 58.7886 | 0.084951 | 343.7659 | 55.9123 | 0 | 391.6846 | 391.8109 | 45157.344 | 39.4628 | 44920.28 | 42916.49 | 40588.54 | 0 | 0 | 40414.156 | 744.7162 | 0 | 0 | 0 | 0 | 40414.156 | 744.7162 | 39353.816 | 39157.0469
3808 | 2021-06-08 15:00 | 247.0833 |  | 44.4667 | 16.3197 | 1.1121 | 0.2 | 16.3063 | 309.3974 | 72.9252 | 0 |  | 247.0833 | 211.4362 | 46.0961 | 0.057172 | 211.4362 | 46.0961 | 0.050652 | 185.9259 | 43.8429 | 0 | 225.1735 | 224.6487 | 25892.256 | 29.1773 | 25316.906 | 24953.303 | 22888.498 | 0 | 0 | 22834.1 | 766.5214 | 0 | 0 | 0 | 0 | 22834.1 | 766.5214 | 21944.494 | 21834.7715
3809 | 2021-06-08 16:00 | 26.1167 |  | 25.8333 | 14.8302 | 1.1508 | 0.2 | 5.6256 | 300.4649 | 83.6517 | 0 |  | 26.1167 | 0.31897 | 25.6959 | 0.006043 | 0.31897 | 25.6959 | 0.0053539 | 0.19062 | 24.4372 | 0 | 24.1352 | 24.1343 | 2781.5303 | 16.2091 | 2208.7603 | 2265.177 | 2187.2993 | 0 | 0 | 2186.7695 | 723.1547 | 0 | 0 | 0 | 0 | 2186.7695 | 723.1547 | 1838.7739 | 1829.5801
3810 | 2021-06-08 17:00 | 0 |  | 0 | 13.7624 | 0.89042 | 0.2
3811 | 2021-06-08 18:00 | 0 |  | 0 | 12.7863 | 0.51542 | 0.2
3812 | 2021-06-08 19:00 | 0 |  | 0 | 11.8102 | 0.21458 | 0.2
3813 | 2021-06-08 20:00 | 0 |  | 0 | 10.8341 | 0.05 | 0.2
3814 | 2021-06-08 21:00 | 0 |  | 0 | 9.8581 | 0.17417 | 0.2
3815 | 2021-06-08 22:00 | 0 |  | 0 | 8.882 | 0.2725 | 0.2
3816 | 2021-06-08 23:00 | 0 |  | 0 | 7.9654 | 0.74667 | 0.2
3817 | 2021-06-09 | 0 |  | 0 | 7.4192 | 0.98625 | 0.2
3818 | 2021-06-09 01:00 | 0 |  | 0 | 6.9411 | 1.1233 | 0.2
3819 | 2021-06-09 02:00 | 0 |  | 0 | 6.493 | 1.325 | 0.2
3820 | 2021-06-09 03:00 | 0 |  | 0 | 6.2262 | 1.1387 | 0.2
3821 | 2021-06-09 04:00 | 0 |  | 0 | 6.0004 | 1.1846 | 0.2
3822 | 2021-06-09 05:00 | 0 |  | 0 | 5.8549 | 1.625 | 0.2
3823 | 2021-06-09 06:00 | 0.08333 |  | 0.08333 | 6.0382 | 1.2025 | 0.2 | -4.2706 | 65.9324 | 90 | 0 |  | 0.08333 | 0 | 0.09175 | 1.9281395e-05 | 0 | 0.09175 | 0 | 0 | 0.087255 | 0 | 0.08551 | 0.08551 | 9.8551 | 6.0431 | 0.064541 | 0.063325 | 0.06315 | 0 | 0 | 0.063147 | 9.3737 | 0 | 0 | 0 | 0.063147 | 0 | 650 | 0 | 0
3824 | 2021-06-09 07:00 | 83.4 |  | 38.5667 | 7.5797 | 1.2596 | 0.2 | 7.2331 | 58.2855 | 82.8104 | 0 |  | 83.4 | 44.5624 | 38.9467 | 0.019298 | 44.5624 | 38.9467 | 0.017097 | 28.9863 | 37.0381 | 0 | 64.7039 | 64.7189 | 7458.769 | 11.2591 | 6755.506 | 7040.568 | 6713.269 | 0 | 0 | 6709.0396 | 780.0912 | 0 | 0 | 0.86644 | 0 | 6708.173 | 777.5858 | 5923.092 | 5893.4766
3825 | 2021-06-09 08:00 | 246.9833 |  | 56.3667 | 10.1245 | 1.7467 | 0.2 | 17.7274 | 49.0846 | 72.2131 | 0 |  | 246.9833 | 191.2329 | 57.4007 | 0.057148 | 191.2329 | 57.4007 | 0.050631 | 169.4935 | 54.5892 | 0 | 219.601 | 219.6385 | 25313.148 | 22.3376 | 24722.521 | 24917.125 | 23892.822 | 0 | 0 | 23840.402 | 786.7626 | 0 | 0 | 70.5743 | 0 | 23769.828 | 780.3396 | 22895.725 | 22781.2441
3826 | 2021-06-09 09:00 | 396.25 |  | 73.0333 | 12.8507 | 1.8292 | 0.2 | 26.6867 | 37.7212 | 63.1198 | 0 |  | 396.25 | 325.3485 | 74.5029 | 0.091687 | 325.3485 | 74.5029 | 0.08123 | 305.632 | 70.8548 | 0 | 368.9571 | 368.9792 | 42525.98 | 33.2911 | 42238.047 | 41191.254 | 39613.727 | 0 | 0 | 39461.86 | 765.4899 | 0 | 0 | 0 | 0 | 39461.86 | 765.4899 | 38424.402 | 38232.2812
3827 | 2021-06-09 10:00 | 501.7667 |  | 88.2833 | 15.2559 | 0.955 | 0.2 | 33.3617 | 23.741 | 56.2752 | 0 |  | 501.7667 | 417.2713 | 90.1269 | 0.1161 | 417.2713 | 90.1269 | 0.10286 | 400.5402 | 85.7146 | 0 | 476.5297 | 476.4916 | 54917.996 | 42.7233 | 54866.49 | 51953.914 | 49300.516 | 0 | 0 | 49050.043 | 741.3912 | 0 | 0 | 0 | 0 | 49050.043 | 741.3912 | 47786.848 | 47547.9141
3828 | 2021-06-09 11:00 | 561.5833 |  | 90.8167 | 17.1447 | 1.0537 | 0.2 | 36.8735 | 7.3959 | 52.5739 | 0 |  | 561.5833 | 476.3134 | 92.8719 | 0.12994 | 476.3134 | 92.8719 | 0.11512 | 460.9018 | 88.3262 | 0 | 538.2435 | 538.2748 | 62038.1 | 48.0345 | 62115.008 | 57813.5 | 55220.742 | 0 | 0 | 54891.434 | 727.1032 | 0 | 0 | 0 | 0 | 54891.434 | 727.1032 | 53495.76 | 53228.2812
3829 | 2021-06-09 12:00 | 558.6167 |  | 108.7833 | 18.4564 | 2.7617 | 0.2 | 36.5897 | 350.1529 | 52.6987 | 0 |  | 558.6167 | 456.5649 | 111.1824 | 0.12926 | 456.5649 | 111.1824 | 0.11452 | 441.6606 | 105.7412 | 0 | 536.4538 | 536.2955 | 61810.24 | 46.9315 | 61882.633 | 57803.844 | 55487.277 | 0 | 0 | 55158.875 | 729.2009 | 0 | 0 | 0 | 0 | 55158.875 | 729.2009 | 53757.227 | 53488.4414
3830 | 2021-06-09 13:00 | 491.7333 |  | 100.55 | 19.1544 | 3.7612 | 0.2 | 32.567 | 334.0911 | 56.6402 | 0 |  | 491.7333 | 398.7864 | 102.9693 | 0.11378 | 398.7864 | 102.9693 | 0.1008 | 382.3897 | 97.9311 | 0 | 470.7144 | 470.5834 | 54235.59 | 43.0295 | 54170.21 | 51221.617 | 48723.418 | 0 | 0 | 48475.504 | 743.5903 | 0 | 0 | 0 | 0 | 48475.504 | 743.5903 | 47225.547 | 46989.418
3831 | 2021-06-09 14:00 | 377.3833 |  | 69.3333 | 19.2113 | 3.2671 | 0.2 | 25.5059 | 320.5023 | 63.6934 | 0 |  | 377.3833 | 316.3423 | 71.3959 | 0.087321 | 316.3423 | 71.3959 | 0.077363 | 296.3898 | 67.9039 | 0 | 357.0079 | 356.6433 | 41104.715 | 37.7171 | 40791.023 | 39199.895 | 37063.418 | 0 | 0 | 36921.04 | 751.3962 | 0 | 0 | 0 | 0 | 36921.04 | 751.3962 | 35937.43 | 35757.7422
3832 | 2021-06-09 15:00 | 221.8833 |  | 56.3833 | 18.4004 | 2.9992 | 0.2 | 16.2824 | 309.4923 | 72.9486 | 0 |  | 221.8833 | 172.7195 | 58.2389 | 0.051341 | 172.7195 | 58.2389 | 0.045486 | 151.8411 | 55.3923 | 0 | 203.0887 | 203.087 | 23406.9 | 29.0676 | 22794.863 | 22477.479 | 20772.814 | 0 | 0 | 20727.979 | 764.6224 | 0 | 0 | 0 | 0 | 20727.979 | 764.6224 | 19818.445 | 19719.3535
3833 | 2021-06-09 16:00 | 24.65 |  | 24.4667 | 16.8895 | 3.4562 | 0.2 | 5.6142 | 300.5586 | 83.6625 | 0 |  | 24.65 | 0.20645 | 24.3185 | 0.0057037 | 0.20645 | 24.3185 | 0.0050532 | 0.12336 | 23.1271 | 0 | 22.7854 | 22.7848 | 2626.1052 | 18.0616 | 2061.8052 | 2103.0256 | 2014.682 | 0 | 0 | 2014.2266 | 719.1251 | 0 | 0 | 0 | 0 | 2014.2266 | 719.1251 | 1690.4528 | 1682.0005
3834 | 2021-06-09 17:00 | 0 |  | 0 | 15.9685 | 4.1258 | 0.2
3835 | 2021-06-09 18:00 | 0 |  | 0 | 15.2109 | 3.2825 | 0.2
3836 | 2021-06-09 19:00 | 0 |  | 0 | 14.341 | 2.5808 | 0.2
3837 | 2021-06-09 20:00 | 0 |  | 0 | 13.4499 | 1.9033 | 0.2
3838 | 2021-06-09 21:00 | 0 |  | 0 | 12.5588 | 1.9692 | 0.2
3839 | 2021-06-09 22:00 | 0 |  | 0 | 11.6677 | 2.9225 | 0.2
3840 | 2021-06-09 23:00 | 0 |  | 0 | 10.773 | 2.3583 | 0.2
3841 | 2021-06-10 | 0 |  | 0 | 9.851 | 1.4758 | 0.2
3842 | 2021-06-10 01:00 | 0 |  | 0 | 8.8921 | 2.095 | 0.2
3843 | 2021-06-10 02:00 | 0 |  | 0 | 7.9831 | 2.3742 | 0.2
3844 | 2021-06-10 03:00 | 0 |  | 0 | 7.4193 | 2.2792 | 0.2
3845 | 2021-06-10 04:00 | 0 |  | 0 | 6.9335 | 1.4567 | 0.2
3846 | 2021-06-10 05:00 | 0 |  | 0 | 6.6004 | 0.91375 | 0.2
3847 | 2021-06-10 06:00 | 0 |  | 0 | 6.7153 | 1.1942 | 0.2
3848 | 2021-06-10 07:00 | 87.8833 |  | 39.0333 | 8.214 | 2.1063 | 0.2 | 7.1498 | 58.2499 | 82.8931 | 0 |  | 87.8833 | 48.556 | 39.4093 | 0.020335 | 48.556 | 39.4093 | 0.018016 | 31.3596 | 37.4781 | 0 | 67.4609 | 67.4871 | 7777.869 | 11.9057 | 7070.9385 | 7355.005 | 7031.415 | 0 | 0 | 7026.7485 | 778.2591 | 0 | 0 | 1.6746 | 0 | 7025.0737 | 776.3402 | 6223.6357 | 6192.5176
3849 | 2021-06-10 08:00 | 259.3667 |  | 57.0833 | 10.7169 | 2.7658 | 0.2 | 17.6402 | 49.0601 | 72.2997 | 0 |  | 259.3667 | 202.947 | 58.1209 | 0.060014 | 202.947 | 58.1209 | 0.05317 | 179.7185 | 55.2741 | 0 | 230.2928 | 230.3127 | 26543.664 | 22.9432 | 25972.004 | 26128.426 | 24961.057 | 0 | 0 | 24903.826 | 787.1777 | 0 | 0 | 35.2078 | 0 | 24868.62 | 782.2169 | 24017.94 | 23897.8516
3850 | 2021-06-10 09:00 | 421.8 |  | 51.4167 | 13.4202 | 4.095 | 0.2 | 26.597 | 37.7129 | 63.2093 | 0 |  | 421.8 | 372.8406 | 52.561 | 0.097599 | 372.8406 | 52.561 | 0.086468 | 350.1187 | 49.9871 | 0 | 392.1037 | 392.0783 | 45188.684 | 33.0125 | 44951.652 | 43876.38 | 41791.895 | 0 | 0 | 41621.13 | 765.5915 | 0 | 0 | 0 | 0 | 41621.13 | 765.5915 | 40531.938 | 40329.2773
3851 | 2021-06-10 10:00 | 538.2333 |  | 57.5833 | 15.7717 | 3.7325 | 0.2 | 33.2728 | 23.7566 | 56.3641 | 0 |  | 538.2333 | 485.0696 | 58.8667 | 0.12454 | 485.0696 | 58.8667 | 0.11034 | 465.5183 | 55.9845 | 0 | 511.0727 | 511.0897 | 58904.098 | 41.7358 | 58926.08 | 55982.688 | 53763.957 | 0 | 0 | 53467.484 | 747.4027 | 0 | 0 | 0 | 0 | 53467.484 | 747.4027 | 52103.754 | 51843.2344
3852 | 2021-06-10 11:00 | 593.2333 |  | 69.1667 | 17.6035 | 2.7912 | 0.2 | 36.7915 | 7.441 | 52.6562 | 0 |  | 593.2333 | 530.2584 | 70.6741 | 0.13727 | 530.2584 | 70.6741 | 0.12161 | 513.0192 | 67.2143 | 0 | 568.6289 | 568.5848 | 65529.473 | 47.7524 | 65665.39 | 61180.32 | 58486.395 | 0 | 0 | 58119.074 | 727.5816 | 0 | 0 | 0 | 0 | 58119.074 | 727.5816 | 56651.836 | 56368.5781
3853 | 2021-06-10 12:00 | 603.8166 |  | 62.85 | 18.8862 | 3.0425 | 0.2 | 36.5213 | 350.2246 | 52.7675 | 0 |  | 603.8166 | 549.0802 | 64.3513 | 0.13971 | 549.0802 | 64.3513 | 0.12378 | 531.0841 | 61.2016 | 0 | 580.44 | 580.5072 | 66905.516 | 49.3174 | 67061.555 | 62147.69 | 59634.887 | 0 | 0 | 59247.16 | 725.4412 | 0 | 0 | 0 | 0 | 59247.16 | 725.4412 | 57755.188 | 57466.4102
3854 | 2021-06-10 13:00 | 520.8333 |  | 68.45 | 19.5498 | 4.025 | 0.2 | 32.5162 | 334.178 | 56.6912 | 0 |  | 520.8333 | 461.1931 | 70.1594 | 0.12051 | 461.1931 | 70.1594 | 0.10677 | 442.1735 | 66.7259 | 0 | 498.7215 | 498.636 | 57469.254 | 44.5464 | 57462.996 | 54070.62 | 51940.53 | 0 | 0 | 51651.78 | 734.8975 | 0 | 0 | 0 | 0 | 51651.78 | 734.8975 | 50329.11 | 50077.4609
3855 | 2021-06-10 14:00 | 398.8 |  | 53.0167 | 19.564 | 2.9608 | 0.2 | 25.4724 | 320.5936 | 63.7267 | 0 |  | 398.8 | 355.1082 | 54.5756 | 0.092277 | 355.1082 | 54.5756 | 0.081753 | 332.6633 | 51.9055 | 0 | 376.8775 | 376.7029 | 43416.926 | 39.385 | 43146.926 | 41240.863 | 38851.41 | 0 | 0 | 38693.426 | 748.434 | 0 | 0 | 0 | 0 | 38693.426 | 748.434 | 37674.508 | 37486.1328
3856 | 2021-06-10 15:00 | 236.4167 |  | 53.25 | 18.709 | 1.9421 | 0.2 | 16.2637 | 309.5826 | 72.9669 | 0 |  | 236.4167 | 191.171 | 55.0214 | 0.054704 | 191.171 | 55.0214 | 0.048465 | 168.0282 | 52.3314 | 0 | 215.9524 | 216.1438 | 24911.479 | 30.6214 | 24321.682 | 23861.404 | 22011.61 | 0 | 0 | 21960.227 | 761.8502 | 0 | 0 | 0 | 0 | 21960.227 | 761.8502 | 21059.838 | 20954.5391
3857 | 2021-06-10 16:00 | 25.5 |  | 25.05 | 17.1476 | 1.655 | 0.2 | 5.6073 | 300.6472 | 83.6688 | 0 |  | 25.5 | 0.50686 | 24.9069 | 0.0059003 | 0.50686 | 24.9069 | 0.0052275 | 0.30286 | 23.6867 | 0 | 23.5098 | 23.5088 | 2709.5266 | 18.4603 | 2140.6145 | 2181.2395 | 2108.294 | 0 | 0 | 2107.8005 | 721.541 | 0 | 0 | 0 | 0 | 2107.8005 | 721.541 | 1770.8219 | 1761.9678
3858 | 2021-06-10 17:00 | 0 |  | 0 | 16.2261 | 0.8275 | 0.2
3859 | 2021-06-10 18:00 | 0 |  | 0 | 15.44 | 1.3279 | 0.2
3860 | 2021-06-10 19:00 | 0 |  | 0 | 14.6658 | 2.5717 | 0.2
3861 | 2021-06-10 20:00 | 0 |  | 0 | 13.8116 | 2.0921 | 0.2
3862 | 2021-06-10 21:00 | 0 |  | 0 | 12.943 | 1.8742 | 0.2
3863 | 2021-06-10 22:00 | 0 |  | 0 | 12.0743 | 2.1242 | 0.2
3864 | 2021-06-10 23:00 | 0 |  | 0 | 11.2315 | 1.8808 | 0.2
3865 | 2021-06-11 | 0 |  | 0 | 10.5476 | 0.90667 | 0.2
3866 | 2021-06-11 01:00 | 0 |  | 0 | 9.8854 | 0.48792 | 0.2
3867 | 2021-06-11 02:00 | 0 |  | 0 | 9.2618 | 0.63708 | 0.2
3868 | 2021-06-11 03:00 | 0 |  | 0 | 8.884 | 0.50167 | 0.2
3869 | 2021-06-11 04:00 | 0 |  | 0 | 8.5617 | 0.33792 | 0.2
3870 | 2021-06-11 05:00 | 0 |  | 0 | 8.3482 | 0.35083 | 0.2
3871 | 2021-06-11 06:00 | 0.06667 |  | 0.06667 | 8.4819 | 0.175 | 0.2 | -4.4263 | 65.8499 | 90 | 0 |  | 0.06667 | 0 | 0.073437 | 1.5426505e-05 | 0 | 0.073437 | 0 | 0 | 0.069839 | 0 | 0.068442 | 0.068442 | 7.888 | 8.486 | 0.041357 | 0.040678 | 0.040559 | 0 | 0 | 0.040557 | 7.5031 | 0 | 0 | 0 | 0.040557 | 0 | 650 | 0 | 0
3872 | 2021-06-11 07:00 | 73.15 |  | 43.3167 | 9.7965 | 0.50625 | 0.2 | 7.0698 | 58.2202 | 82.9724 | 0 |  | 73.15 | 29.6543 | 43.529 | 0.016926 | 29.6543 | 43.529 | 0.014996 | 19.0174 | 41.3958 | 0 | 59.2049 | 59.2105 | 6824.1333 | 13.28 | 6129.3906 | 6350.507 | 6080.0674 | 0 | 0 | 6076.5474 | 774.2349 | 0 | 0 | 0 | 0 | 6076.5474 | 774.2349 | 5329.6475 | 5302.999
3873 | 2021-06-11 08:00 | 219.0333 |  | 81.8667 | 12.0001 | 1.4692 | 0.2 | 17.5572 | 49.0412 | 72.3823 | 0 |  | 219.0333 | 137.6225 | 82.6075 | 0.050681 | 137.6225 | 82.6075 | 0.044901 | 121.7681 | 78.561 | 0 | 196.3226 | 196.3274 | 22627.38 | 23.0557 | 21997.865 | 22124.492 | 21229.459 | 0 | 0 | 21186.92 | 779.4376 | 0 | 0 | 11.1029 | 0 | 21175.816 | 777.9651 | 20268.787 | 20167.4434
3874 | 2021-06-11 09:00 | 357.0667 |  | 121.8833 | 14.3991 | 1.6775 | 0.2 | 26.5123 | 37.7098 | 63.2937 | 0 |  | 357.0667 | 236.7518 | 123.1659 | 0.08262 | 236.7518 | 123.1659 | 0.073198 | 222.2466 | 117.1341 | 0 | 332.5931 | 332.5511 | 38327.69 | 32.949 | 37960.69 | 37055.418 | 35601.7 | 0 | 0 | 35478.484 | 765.5388 | 0 | 0 | 0 | 0 | 35478.484 | 765.5388 | 34512.02 | 34339.457
3875 | 2021-06-11 10:00 | 472.35 |  | 120.1667 | 16.5341 | 1.1517 | 0.2 | 33.1898 | 23.776 | 56.447 | 0 |  | 472.35 | 355.4324 | 122.2993 | 0.1093 | 355.4324 | 122.2993 | 0.096831 | 341.0361 | 116.3118 | 0 | 448.201 | 448.1645 | 51653.03 | 42.1384 | 51539.875 | 48895.13 | 47344.438 | 0 | 0 | 47109.113 | 738.6535 | 0 | 0 | 0 | 0 | 47109.113 | 738.6535 | 45890.78 | 45661.3281
3876 | 2021-06-11 11:00 | 549.5333 |  | 104.85 | 18.371 | 1.59 | 0.2 | 36.716 | 7.488 | 52.732 | 0 |  | 549.5333 | 449.9499 | 107.0483 | 0.12715 | 449.9499 | 107.0483 | 0.11265 | 435.2572 | 101.8085 | 0 | 526.3243 | 526.4282 | 60672.742 | 47.8527 | 60725.566 | 56550.164 | 54254.934 | 0 | 0 | 53939.812 | 730.6859 | 0 | 0 | 0 | 0 | 53939.812 | 730.6859 | 52565.457 | 52302.6328
3877 | 2021-06-11 12:00 | 553.1834 |  | 90.6833 | 19.7115 | 3.1417 | 0.2 | 36.4597 | 350.2958 | 52.8296 | 0 |  | 553.1834 | 469.4503 | 92.8888 | 0.128 | 469.4503 | 92.8888 | 0.1134 | 454.0087 | 88.3433 | 0 | 531.5049 | 531.4474 | 61249.258 | 47.4454 | 61311.773 | 57172.18 | 55056.293 | 0 | 0 | 54729.168 | 731.16 | 0 | 0 | 0 | 0 | 54729.168 | 731.16 | 53337.12 | 53070.4375
3878 | 2021-06-11 13:00 | 491.0167 |  | 81.6333 | 20.4564 | 3.3758 | 0.2 | 32.4718 | 334.2624 | 56.7358 | 0 |  | 491.0167 | 417.3692 | 83.827 | 0.11361 | 417.3692 | 83.827 | 0.10066 | 400.1118 | 79.7259 | 0 | 470.2409 | 470.2312 | 54195.793 | 44.7357 | 54129.406 | 50898.617 | 48696.13 | 0 | 0 | 48442.414 | 736.2517 | 0 | 0 | 0 | 0 | 48442.414 | 736.2517 | 47193.22 | 46957.25
3879 | 2021-06-11 14:00 | 371.3167 |  | 77.1833 | 20.5488 | 3.0567 | 0.2 | 25.4447 | 320.681 | 63.7543 | 0 |  | 371.3167 | 302.0774 | 79.3542 | 0.085917 | 302.0774 | 79.3542 | 0.076119 | 282.9511 | 75.4727 | 0 | 351.2552 | 351.2686 | 40484.945 | 38.9511 | 40159.797 | 38437.363 | 35927.844 | 0 | 0 | 35794.434 | 752.2493 | 0 | 0 | 0 | 0 | 35794.434 | 752.2493 | 34824.066 | 34649.9453
3880 | 2021-06-11 15:00 | 217.1833 |  | 72.7833 | 19.8071 | 1.8962 | 0.2 | 16.2502 | 309.6684 | 72.9801 | 0 |  | 217.1833 | 150.7191 | 74.8325 | 0.050253 | 150.7191 | 74.8325 | 0.044522 | 132.4539 | 71.1738 | 0 | 199.5551 | 199.2557 | 22965.605 | 30.8117 | 22345.947 | 21921.93 | 20230.604 | 0 | 0 | 20188.076 | 762.5466 | 0 | 0 | 0 | 0 | 20188.076 | 762.5466 | 19276.773 | 19180.3887
3881 | 2021-06-11 16:00 | 26.5833 |  | 25.4833 | 18.3932 | 1.275 | 0.2 | 5.605 | 300.7308 | 83.6706 | 0 |  | 26.5833 | 1.2391 | 25.2688 | 0.006151 | 1.2391 | 25.2688 | 0.0054495 | 0.7405 | 24.0293 | 0 | 24.2744 | 24.2749 | 2797.6516 | 19.7723 | 2224.0745 | 2258.07 | 2176.9873 | 0 | 0 | 2176.4485 | 715.8968 | 0 | 0 | 0 | 0 | 2176.4485 | 715.8968 | 1829.8864 | 1820.7368
3882 | 2021-06-11 17:00 | 0 |  | 0 | 17.4997 | 1.8425 | 0.2
3883 | 2021-06-11 18:00 | 0 |  | 0 | 16.7155 | 2.8183 | 0.2
3884 | 2021-06-11 19:00 | 0 |  | 0 | 15.9414 | 3.1421 | 0.2
3885 | 2021-06-11 20:00 | 0 |  | 0 | 15.2105 | 2.1033 | 0.2
3886 | 2021-06-11 21:00 | 0 |  | 0 | 14.3693 | 2.4483 | 0.2
3887 | 2021-06-11 22:00 | 0 |  | 0 | 13.5072 | 2.2275 | 0.2
3888 | 2021-06-11 23:00 | 0 |  | 0 | 12.6497 | 1.905 | 0.2
3889 | 2021-06-12 | 0 |  | 0 | 11.8159 | 1.1413 | 0.2
3890 | 2021-06-12 01:00 | 0 |  | 0 | 10.9586 | 1.1233 | 0.2
3891 | 2021-06-12 02:00 | 0 |  | 0 | 10.1462 | 1.2404 | 0.2
3892 | 2021-06-12 03:00 | 0 |  | 0 | 9.6429 | 0.52917 | 0.2
3893 | 2021-06-12 04:00 | 0 |  | 0 | 9.2095 | 0.41208 | 0.2
3894 | 2021-06-12 05:00 | 0 |  | 0 | 8.9127 | 0.475 | 0.2
3895 | 2021-06-12 06:00 | 0 |  | 0 | 9.0284 | 0.43708 | 0.2
3896 | 2021-06-12 07:00 | 83.4 |  | 40.0667 | 10.4597 | 0.7675 | 0.2 | 6.9934 | 58.1964 | 83.0484 | 0 |  | 83.4 | 43.0735 | 40.4333 | 0.019298 | 43.0735 | 40.4333 | 0.017097 | 27.4318 | 38.4519 | 0 | 64.566 | 64.5954 | 7444.793 | 14.2152 | 6741.732 | 6965.814 | 6633.995 | 0 | 0 | 6629.821 | 774.5873 | 0 | 0 | 0 | 0 | 6629.821 | 774.5873 | 5849.0728 | 5819.8271
3897 | 2021-06-12 08:00 | 245.2333 |  | 57.0333 | 12.8325 | 1.9208 | 0.2 | 17.4783 | 49.0279 | 72.4607 | 0 |  | 245.2333 | 188.8325 | 58.0675 | 0.056744 | 188.8325 | 58.0675 | 0.050272 | 166.9435 | 55.2234 | 0 | 217.7236 | 217.7282 | 25093.766 | 24.8438 | 24499.803 | 24508.973 | 23460.273 | 0 | 0 | 23408.395 | 776.9969 | 0 | 0 | 24.0932 | 0 | 23384.303 | 774.1738 | 22503.316 | 22390.7988
3898 | 2021-06-12 09:00 | 401.7167 |  | 60.2667 | 15.3507 | 1.5808 | 0.2 | 26.4327 | 37.7116 | 63.3731 | 0 |  | 401.7167 | 343.7376 | 61.526 | 0.092952 | 343.7376 | 61.526 | 0.082351 | 322.5719 | 58.5131 | 0 | 373.4632 | 373.5294 | 43050.14 | 36.2783 | 42772.223 | 41327 | 39738.9 | 0 | 0 | 39576.734 | 746.5738 | 0 | 0 | 0 | 0 | 39576.734 | 746.5738 | 38536.508 | 38343.8281
3899 | 2021-06-12 10:00 | 515.5 |  | 67 | 17.5635 | 0.87917 | 0.2 | 33.1129 | 23.7993 | 56.5241 | 0 |  | 515.5 | 452.6495 | 68.4142 | 0.11928 | 452.6495 | 68.4142 | 0.10568 | 434.2324 | 65.0645 | 0 | 489.3109 | 489.312 | 56393.82 | 45.8674 | 56369.94 | 52845.58 | 51137.7 | 0 | 0 | 50859.914 | 731.8638 | 0 | 0 | 0 | 0 | 50859.914 | 731.8638 | 49555.26 | 49307.4844
3900 | 2021-06-12 11:00 | 570.6667 |  | 77.65 | 19.3324 | 0.66208 | 0.2 | 36.6472 | 7.5368 | 52.8013 | 0 |  | 570.6667 | 498.8681 | 79.2662 | 0.13204 | 498.8681 | 79.2662 | 0.11699 | 482.5124 | 75.3858 | 0 | 546.7402 | 546.7113 | 63008.67 | 51.2704 | 63102.746 | 58113.953 | 56404.812 | 0 | 0 | 56052.746 | 718.2098 | 0 | 0 | 0 | 0 | 56052.746 | 718.2098 | 54631.19 | 54358.0352
3901 | 2021-06-12 12:00 | 556.85 |  | 85.7333 | 20.5457 | 0.92167 | 0.2 | 36.4048 | 350.3664 | 52.8849 | 0 |  | 556.85 | 478.2083 | 87.8718 | 0.12885 | 478.2083 | 87.8718 | 0.11415 | 462.4282 | 83.5719 | 0 | 535.0801 | 535.0384 | 61665.465 | 51.4348 | 61735.062 | 56805.38 | 54882.914 | 0 | 0 | 54548.703 | 716.2629 | 0 | 0 | 0 | 0 | 54548.703 | 716.2629 | 53160.695 | 52894.8945
3902 | 2021-06-12 13:00 | 496.4 |  | 73.8 | 21.173 | 1.3354 | 0.2 | 32.4338 | 334.3442 | 56.774 | 0 |  | 496.4 | 430.8553 | 75.8695 | 0.11486 | 430.8553 | 75.8695 | 0.10176 | 413.0003 | 72.1579 | 0 | 475.4551 | 475.3529 | 54785.625 | 48.1045 | 54730.33 | 50896.152 | 48601.37 | 0 | 0 | 48344.74 | 726.8173 | 0 | 0 | 0 | 0 | 48344.74 | 726.8173 | 47097.797 | 46862.3086
3903 | 2021-06-12 14:00 | 376.5 |  | 66.8 | 21.1749 | 1.3758 | 0.2 | 25.4228 | 320.7646 | 63.776 | 0 |  | 376.5 | 318.0747 | 68.8225 | 0.087117 | 318.0747 | 68.8225 | 0.077182 | 297.9077 | 65.4564 | 0 | 356.0969 | 356.1492 | 41046.89 | 41.3158 | 40732.31 | 38687.953 | 36694.402 | 0 | 0 | 36550.543 | 741.8837 | 0 | 0 | 0 | 0 | 36550.543 | 741.8837 | 35571.17 | 35393.3164
3904 | 2021-06-12 15:00 | 219.7167 |  | 70.9333 | 20.3352 | 1.25 | 0.2 | 16.2418 | 309.7495 | 72.9881 | 0 |  | 219.7167 | 155.3009 | 72.9686 | 0.050839 | 155.3009 | 72.9686 | 0.045041 | 136.4682 | 69.4011 | 0 | 201.7519 | 201.6864 | 23245.805 | 31.8064 | 22630.627 | 22128.25 | 20438.47 | 0 | 0 | 20394.549 | 758.7482 | 0 | 0 | 0 | 0 | 20394.549 | 758.7482 | 19483.762 | 19386.3438
3905 | 2021-06-12 16:00 | 23.9833 |  | 23.9833 | 18.8425 | 1.3379 | 0.2 | 5.6072 | 300.8093 | 83.6679 | 0 |  | 23.9833 | 0 | 23.8321 | 0.0055494 | 0 | 23.8321 | 0.0049165 | 0 | 22.6645 | 0 | 22.2112 | 22.2112 | 2559.9014 | 20.1007 | 1999.2937 | 2027.5079 | 1959.4523 | 0 | 0 | 1959.0148 | 710.7699 | 0 | 0 | 0 | 0 | 1959.0148 | 710.7699 | 1643.1086 | 1634.8931884765625
3906 | 2021-06-12 17:00 | 0 |  | 0 | 17.9807 | 1.0542 | 0.2
3907 | 2021-06-12 18:00 | 0 |  | 0 | 17.2472 | 0.46625 | 0.2
3908 | 2021-06-12 19:00 | 0 |  | 0 | 16.5137 | 0.21375 | 0.2
3909 | 2021-06-12 20:00 | 0 |  | 0 | 15.789 | 0.11292 | 0.2
3910 | 2021-06-12 21:00 | 0 |  | 0 | 15.102 | 0.11208 | 0.2
3911 | 2021-06-12 22:00 | 0 |  | 0 | 14.3146 | 0.18708 | 0.2
3912 | 2021-06-12 23:00 | 0 |  | 0 | 13.5303 | 0.2 | 0.2
3913 | 2021-06-13 | 0 |  | 0 | 12.8845 | 0.24833 | 0.2
3914 | 2021-06-13 01:00 | 0 |  | 0 | 12.2689 | 0.7175 | 0.2
3915 | 2021-06-13 02:00 | 0 |  | 0 | 11.6922 | 1.8433 | 0.2
3916 | 2021-06-13 03:00 | 0 |  | 0 | 11.3492 | 1.9567 | 0.2
3917 | 2021-06-13 04:00 | 0 |  | 0 | 11.059 | 0.6325 | 0.2
3918 | 2021-06-13 05:00 | 0 |  | 0 | 10.8722 | 0.37583 | 0.2
3919 | 2021-06-13 06:00 | 0.05 |  | 0.05 | 10.9862 | 0.22583 | 0.2 | -4.5707 | 65.7922 | 90 | 0 |  | 0.05 | 0 | 0.055096 | 1.15693e-05 | 0 | 0.055096 | 0 | 0 | 0.052397 | 0 | 0.051349 | 0.051349 | 5.9182 | 10.9893 | 0.023279 | 0.022954 | 0.02289 | 0 | 0 | 0.022889 | 5.6393 | 0 | 0 | 0 | 0.022889 | 0 | 650 | 0 | 0
3920 | 2021-06-13 07:00 | 56.7 |  | 43.3667 | 12.0343 | 0.23625 | 0.2 | 6.9204 | 58.1785 | 83.1209 | 0 |  | 56.7 | 13.2533 | 43.4177 | 0.01312 | 13.2533 | 43.4177 | 0.011623 | 8.3831 | 41.2901 | 0 | 48.6797 | 48.6788 | 5610.355 | 14.9336 | 4938.132 | 5091.2837 | 4865.5605 | 0 | 0 | 4863.223 | 761.0811 | 0 | 0 | 0 | 0 | 4863.223 | 761.0811 | 4210.512 | 4189.46
3921 | 2021-06-13 08:00 | 177.55 |  | 123.1 | 13.8462 | 0.57 | 0.2 | 17.4039 | 49.0202 | 72.5349 | 0 |  | 177.55 | 54.6347 | 123.0885 | 0.041083 | 54.6347 | 123.0885 | 0.036397 | 48.2643 | 117.0585 | 0 | 162.0164 | 162.0165 | 18672.85 | 23.3507 | 17994.156 | 18082.95 | 17493.723 | 0 | 0 | 17464.537 | 775.1346 | 0 | 0 | 0 | 0 | 17464.537 | 775.1346 | 16565.064 | 16482.2383
3922 | 2021-06-13 09:00 | 303.65 |  | 160.2667 | 15.8423 | 1.465 | 0.2 | 26.3583 | 37.7184 | 63.4474 | 0 |  | 303.65 | 144.3477 | 160.9938 | 0.07026 | 144.3477 | 160.9938 | 0.062248 | 135.4177 | 153.1085 | 0 | 282.7557 | 282.7832 | 32591.477 | 31.7694 | 32120.676 | 31464.586 | 30333.184 | 0 | 0 | 30242.846 | 764.2408 | 0 | 0 | 0 | 0 | 30242.846 | 764.2408 | 29341.922 | 29195.2129
3923 | 2021-06-13 10:00 | 426.8667 |  | 171.0167 | 17.859 | 2.6217 | 0.2 | 33.0419 | 23.8263 | 56.5952 | 0 |  | 426.8667 | 258.223 | 172.8819 | 0.098771 | 258.223 | 172.8819 | 0.087507 | 247.6725 | 164.4168 | 0 | 403.8475 | 403.867 | 46546.45 | 39.4397 | 46335.453 | 44330.242 | 42606.676 | 0 | 0 | 42421.535 | 749.7163 | 0 | 0 | 0 | 0 | 42421.535 | 749.7163 | 41313.297 | 41106.7305
3924 | 2021-06-13 11:00 | 520.3333 |  | 136.7833 | 19.7137 | 2.2421 | 0.2 | 36.585 | 7.5874 | 52.8639 | 0 |  | 520.3333 | 388.1103 | 139.3409 | 0.1204 | 388.1103 | 139.3409 | 0.10667 | 375.3396 | 132.5205 | 0 | 497.7029 | 497.7522 | 57367.246 | 46.7745 | 57360.816 | 53606.953 | 51359.246 | 0 | 0 | 51077.855 | 732.9374 | 0 | 0 | 0 | 0 | 51077.855 | 732.9374 | 49768.234 | 49519.3945
3925 | 2021-06-13 12:00 | 522.3833 |  | 129.1833 | 21.0791 | 1.8033 | 0.2 | 36.3567 | 350.4363 | 52.9335 | 0 |  | 522.3833 | 399.1271 | 131.8999 | 0.12087 | 399.1271 | 131.8999 | 0.10709 | 385.9194 | 125.4453 | 0 | 501.1373 | 501.0948 | 57752.543 | 48.871 | 57752.758 | 53597.633 | 51384.273 | 0 | 0 | 51098.24 | 727.6375 | 0 | 0 | 0 | 0 | 51098.24 | 727.6375 | 49788.156 | 49539.2148
3926 | 2021-06-13 13:00 | 460.3667 |  | 117.7 | 21.8504 | 1.7175 | 0.2 | 32.4022 | 334.4232 | 56.8058 | 0 |  | 460.3667 | 349.3682 | 120.4109 | 0.10652 | 349.3682 | 120.4109 | 0.094374 | 334.863 | 114.5198 | 0 | 440.3952 | 440.1796 | 50732.266 | 46.3593 | 50601.117 | 47329.99 | 45407.926 | 0 | 0 | 45185.285 | 733.2001 | 0 | 0 | 0 | 0 | 45185.285 | 733.2001 | 44011.844 | 43791.7812
3927 | 2021-06-13 14:00 | 357.35 |  | 90.1667 | 22.0243 | 3.1225 | 0.2 | 25.4067 | 320.8442 | 63.792 | 0 |  | 357.35 | 274.4151 | 92.5627 | 0.082686 | 274.4151 | 92.5627 | 0.073256 | 256.9986 | 88.0355 | 0 | 338.1334 | 337.9817 | 38953.574 | 39.6775 | 38599.703 | 36863.508 | 34899.11 | 0 | 0 | 34771.656 | 748.1486 | 0 | 0 | 0 | 0 | 34771.656 | 748.1486 | 33814.22 | 33645.1484
3928 | 2021-06-13 15:00 | 212.0167 |  | 64.25 | 21.4279 | 2.1825 | 0.2 | 16.2385 | 309.826 | 72.9911 | 0 |  | 212.0167 | 154.2439 | 66.2187 | 0.049058 | 154.2439 | 66.2187 | 0.043463 | 135.5348 | 62.9815 | 0 | 194.546 | 194.4846 | 22415.193 | 32.03 | 21788.75 | 21291.588 | 19840.465 | 0 | 0 | 19798.842 | 755.4313 | 0 | 0 | 0 | 0 | 19798.842 | 755.4313 | 18887.107 | 18792.6719
3929 | 2021-06-13 16:00 | 29.3333 |  | 29.05 | 20.1526 | 1.7533 | 0.2 | 5.6139 | 300.8826 | 83.6608 | 0 |  | 29.3333 | 0.31916 | 28.9495 | 0.0067873 | 0.31916 | 28.9495 | 0.0060133 | 0.19082 | 27.5316 | 0 | 27.168 | 27.1657 | 3130.906 | 21.6627 | 2540.7083 | 2566.046 | 2476.2102 | 0 | 0 | 2475.5261 | 717.6252 | 0 | 0 | 0 | 0 | 2475.5261 | 717.6252 | 2088.2354 | 2077.794189453125
3930 | 2021-06-13 17:00 | 0 |  | 0 | 19.2356 | 1.35 | 0.2
3931 | 2021-06-13 18:00 | 0 |  | 0 | 18.3996 | 1.7467 | 0.2
3932 | 2021-06-13 19:00 | 0 |  | 0 | 17.5636 | 1.9017 | 0.2
3933 | 2021-06-13 20:00 | 0 |  | 0 | 16.7276 | 1.5258 | 0.2
3934 | 2021-06-13 21:00 | 0 |  | 0 | 15.9006 | 1.7967 | 0.2
3935 | 2021-06-13 22:00 | 0 |  | 0 | 15.1105 | 2.2933 | 0.2
3936 | 2021-06-13 23:00 | 0 |  | 0 | 14.2067 | 3.1 | 0.2
3937 | 2021-06-14 | 0 |  | 0 | 13.2458 | 2.1858 | 0.2
3938 | 2021-06-14 01:00 | 0 |  | 0 | 12.2525 | 0.9325 | 0.2
3939 | 2021-06-14 02:00 | 0 |  | 0 | 11.3127 | 0.45167 | 0.2
3940 | 2021-06-14 03:00 | 0 |  | 0 | 10.7336 | 0.36375 | 0.2
3941 | 2021-06-14 04:00 | 0 |  | 0 | 10.2361 | 0.16292 | 0.2
3942 | 2021-06-14 05:00 | 0 |  | 0 | 9.898 | 0.38292 | 0.2
3943 | 2021-06-14 06:00 | 0 |  | 0 | 9.9901 | 1.1079 | 0.2
3944 | 2021-06-14 07:00 | 77.1333 |  | 35.2667 | 11.2902 | 1.4225 | 0.2 | 6.8512 | 58.1664 | 83.1899 | 0 |  | 77.1333 | 41.615 | 35.6302 | 0.017848 | 41.615 | 35.6302 | 0.015812 | 26.1475 | 33.8841 | 0 | 58.831 | 58.8263 | 6779.908 | 14.6099 | 6086.1704 | 6280.774 | 5920.9507 | 0 | 0 | 5917.56 | 768.3187 | 0 | 0 | 0 | 0 | 5917.56 | 768.3187 | 5181.4414 | 5155.5342
3945 | 2021-06-14 08:00 | 240.5333 |  | 55.0833 | 13.5315 | 1.845 | 0.2 | 17.3338 | 49.0179 | 72.6048 | 0 |  | 240.5333 | 186.084 | 56.1008 | 0.055656 | 186.084 | 56.1008 | 0.049309 | 164.2659 | 53.353 | 0 | 213.2666 | 213.2773 | 24580.53 | 25.338 | 23978.875 | 23951.746 | 23045.223 | 0 | 0 | 22995.02 | 774.3802 | 0 | 0 | 0 | 0 | 22995.02 | 774.3802 | 22107.787 | 21997.248
3946 | 2021-06-14 09:00 | 377.4167 |  | 86.2167 | 15.7816 | 2.4967 | 0.2 | 26.2891 | 37.7301 | 63.5165 | 0 |  | 377.4167 | 293.165 | 87.7431 | 0.087329 | 293.165 | 87.7431 | 0.07737 | 274.949 | 83.4466 | 0 | 351.2277 | 351.1605 | 40472.832 | 34.6529 | 40145.99 | 38985.28 | 37380.188 | 0 | 0 | 37242.316 | 758.4318 | 0 | 0 | 0 | 0 | 37242.316 | 758.4318 | 36255.13 | 36073.8516
3947 | 2021-06-14 10:00 | 489.45 |  | 93.65 | 17.8015 | 2.5275 | 0.2 | 32.9771 | 23.857 | 56.6603 | 0 |  | 489.45 | 399.4785 | 95.5409 | 0.11325 | 399.4785 | 95.5409 | 0.10034 | 383.094 | 90.8635 | 0 | 464.4783 | 464.4412 | 53526.945 | 42.7256 | 53449.387 | 50614.438 | 48741.29 | 0 | 0 | 48492.406 | 737.161 | 0 | 0 | 0 | 0 | 48492.406 | 737.161 | 47242.055 | 47005.8477
3948 | 2021-06-14 11:00 | 544.75 |  | 107 | 19.4214 | 2.15 | 0.2 | 36.5295 | 7.6396 | 52.9198 | 0 |  | 544.75 | 442.9623 | 109.2142 | 0.12605 | 442.9623 | 109.2142 | 0.11167 | 428.3394 | 103.8684 | 0 | 521.5636 | 521.4086 | 60092.906 | 47.8874 | 60135.94 | 56004.566 | 54102.203 | 0 | 0 | 53786.867 | 727.3012 | 0 | 0 | 0 | 0 | 53786.867 | 727.3012 | 52415.95 | 52153.8711
3949 | 2021-06-14 12:00 | 513.5833 |  | 139.1833 | 20.4361 | 2.8004 | 0.2 | 36.3154 | 350.5055 | 52.9753 | 0 |  | 513.5833 | 380.05 | 141.9788 | 0.11884 | 380.05 | 141.9788 | 0.10528 | 367.4431 | 135.0307 | 0 | 492.4244 | 492.3153 | 56740.426 | 46.53 | 56722.254 | 53049.805 | 51296.65 | 0 | 0 | 51012.086 | 729.1613 | 0 | 0 | 0 | 0 | 51012.086 | 729.1613 | 49703.97 | 49455.4492
3950 | 2021-06-14 13:00 | 452.65 |  | 123.95 | 20.9379 | 4.4942 | 0.2 | 32.377 | 334.4995 | 56.8312 | 0 |  | 452.65 | 335.134 | 126.718 | 0.10474 | 335.134 | 126.718 | 0.092792 | 321.1991 | 120.5181 | 0 | 432.8829 | 432.7644 | 49877.098 | 42.1741 | 49729.664 | 47154.86 | 45212.445 | 0 | 0 | 44996.65 | 740.2407 | 0 | 0 | 0 | 0 | 44996.65 | 740.2407 | 43827.625 | 43608.4883
3951 | 2021-06-14 14:00 | 326.35 |  | 130.45 | 20.8382 | 4.0679 | 0.2 | 25.3964 | 320.9196 | 63.8023 | 0 |  | 326.35 | 201.2058 | 132.7139 | 0.075513 | 201.2058 | 132.7139 | 0.066901 | 188.4274 | 126.2206 | 0 | 308.355 | 308.5359 | 35559.676 | 36.2749 | 35143.316 | 33927.547 | 32059.984 | 0 | 0 | 31954.576 | 752.74 | 0 | 0 | 0 | 0 | 31954.576 | 752.74 | 31037.26 | 30882.0742
3952 | 2021-06-14 15:00 | 196.6 |  | 80.7667 | 20.0367 | 3.7 | 0.2 | 16.2402 | 309.8976 | 72.9891 | 0 |  | 196.6 | 120.9121 | 82.5176 | 0.04549 | 120.9121 | 82.5176 | 0.040303 | 106.2484 | 78.4821 | 0 | 181.036 | 181.0067 | 20861.162 | 29.2457 | 20212.994 | 19931.768 | 18624.129 | 0 | 0 | 18588.424 | 761.6856 | 0 | 0 | 0 | 0 | 18588.424 | 761.6856 | 17679.87 | 17591.4707
3953 | 2021-06-14 16:00 | 22.3333 |  | 22.3333 | 18.6708 | 3.7308 | 0.2 | 5.6249 | 300.9507 | 83.6493 | 0 |  | 22.3333 | 0 | 22.1711 | 0.0051676 | 0 | 22.1711 | 0.0045783 | 0 | 21.0847 | 0 | 20.6631 | 20.6637 | 2381.6208 | 19.7206 | 1831.5446 | 1858.9352 | 1790.4491 | 0 | 0 | 1790.0823 | 710.0287 | 0 | 0 | 0 | 0 | 1790.0823 | 710.0287 | 1498.6019 | 1491.1089
3954 | 2021-06-14 17:00 | 0 |  | 0 | 17.7359 | 2.4083 | 0.2
3955 | 2021-06-14 18:00 | 0 |  | 0 | 16.8917 | 2.0258 | 0.2
3956 | 2021-06-14 19:00 | 0 |  | 0 | 16.0583 | 2 | 0.2
3957 | 2021-06-14 20:00 | 0 |  | 0 | 15.2709 | 1.9033 | 0.2
3958 | 2021-06-14 21:00 | 0 |  | 0 | 14.3653 | 1.2913 | 0.2
3959 | 2021-06-14 22:00 | 0 |  | 0 | 13.4373 | 1.0283 | 0.2
3960 | 2021-06-14 23:00 | 0 |  | 0 | 12.5303 | 0.63542 | 0.2
3961 | 2021-06-15 | 0 |  | 0 | 11.7518 | 1.4933 | 0.2
3962 | 2021-06-15 01:00 | 0 |  | 0 | 10.9857 | 2.0933 | 0.2
3963 | 2021-06-15 02:00 | 0 |  | 0 | 10.2635 | 3.0933 | 0.2
3964 | 2021-06-15 03:00 | 0 |  | 0 | 9.8242 | 3.3792 | 0.2
3965 | 2021-06-15 04:00 | 0 |  | 0 | 9.4488 | 2.26 | 0.2
3966 | 2021-06-15 05:00 | 0 |  | 0 | 9.1986 | 1.3533 | 0.2
3967 | 2021-06-15 06:00 | 0 |  | 0 | 9.3317 | 1.3983 | 0.2
3968 | 2021-06-15 07:00 | 78.0333 |  | 37.8333 | 10.7124 | 1.6225 | 0.2 | 6.7856 | 58.1601 | 83.2552 | 0 |  | 78.0333 | 39.9574 | 38.1923 | 0.018056 | 39.9574 | 38.1923 | 0.015997 | 24.9435 | 36.3207 | 0 | 60.039 | 60.0591 | 6921.9976 | 14.0709 | 6226.0537 | 6435.639 | 6122.825 | 0 | 0 | 6119.197 | 769.6696 | 0 | 0 | 0 | 0 | 6119.197 | 769.6696 | 5369.485 | 5342.6372
3969 | 2021-06-15 08:00 | 234.2167 |  | 60.65 | 13.0266 | 1.8154 | 0.2 | 17.2681 | 49.0211 | 72.6703 | 0 |  | 234.2167 | 174.1637 | 61.6189 | 0.054194 | 174.1637 | 61.6189 | 0.048014 | 153.6365 | 58.6008 | 0 | 207.9925 | 207.9966 | 23971.303 | 24.5562 | 23360.725 | 23389.838 | 22596.994 | 0 | 0 | 22548.059 | 775.1918 | 0 | 0 | 0 | 0 | 22548.059 | 775.1918 | 21654.53 | 21546.2559
3970 | 2021-06-15 09:00 | 385.9833 |  | 71.1167 | 15.4838 | 1.1267 | 0.2 | 26.2253 | 37.7465 | 63.5804 | 0 |  | 385.9833 | 316.997 | 72.5636 | 0.089311 | 316.997 | 72.5636 | 0.079126 | 297.2204 | 69.0104 | 0 | 358.9062 | 358.9153 | 41365.32 | 36.0124 | 41055.387 | 39699.355 | 38139.445 | 0 | 0 | 37994.824 | 756.7761 | 0 | 0 | 0 | 0 | 37994.824 | 756.7761 | 36992.812 | 36807.8477
3971 | 2021-06-15 10:00 | 490.9833 |  | 96.7667 | 17.6314 | 1.4612 | 0.2 | 32.9184 | 23.8912 | 56.7193 | 0 |  | 490.9833 | 397.8864 | 98.6821 | 0.11361 | 397.8864 | 98.6821 | 0.10065 | 381.5105 | 93.8508 | 0 | 465.8541 | 465.71 | 53673.51 | 43.8659 | 53598.83 | 50572.92 | 48878.64 | 0 | 0 | 48628.41 | 736.3391 | 0 | 0 | 0 | 0 | 48628.41 | 736.3391 | 47374.92 | 47138.0508
3972 | 2021-06-15 11:00 | 544.3166 |  | 104.2167 | 19.3566 | 1.4933 | 0.2 | 36.4807 | 7.6933 | 52.9692 | 0 |  | 544.3166 | 445.3463 | 106.4073 | 0.12595 | 445.3463 | 106.4073 | 0.11158 | 430.6025 | 101.1988 | 0 | 521.1653 | 520.9211 | 60037.832 | 48.6585 | 60079.863 | 55808.594 | 53748.855 | 0 | 0 | 53436.945 | 726.2604 | 0 | 0 | 0 | 0 | 53436.945 | 726.2604 | 52073.902 | 51813.5312
3973 | 2021-06-15 12:00 | 540.7333 |  | 102.0667 | 20.5706 | 2.99 | 0.2 | 36.2808 | 350.5738 | 53.0104 | 0 |  | 540.7333 | 445.2921 | 104.4013 | 0.12512 | 445.2921 | 104.4013 | 0.11085 | 430.4911 | 99.2921 | 0 | 519.1875 | 519.2187 | 59840.535 | 47.854 | 59878.05 | 55754.79 | 53585.766 | 0 | 0 | 53275.242 | 726.1732 | 0 | 0 | 0 | 0 | 53275.242 | 726.1732 | 51915.84 | 51656.2617
3974 | 2021-06-15 13:00 | 477.0667 |  | 94.2333 | 21.2196 | 3.7054 | 0.2 | 32.3581 | 334.573 | 56.8503 | 0 |  | 477.0667 | 390.3315 | 96.5872 | 0.11039 | 390.3315 | 96.5872 | 0.097798 | 374.0833 | 91.8615 | 0 | 456.6259 | 456.638 | 52629.758 | 44.4461 | 52534.184 | 49442.32 | 47392.562 | 0 | 0 | 47154.043 | 736.3398 | 0 | 0 | 0 | 0 | 47154.043 | 736.3398 | 45934.668 | 45704.9961
3975 | 2021-06-15 14:00 | 375.8667 |  | 78.2 | 21.2943 | 4.6717 | 0.2 | 25.3917 | 320.9911 | 63.8068 | 0 |  | 375.8667 | 305.7316 | 80.3824 | 0.08697 | 305.7316 | 80.3824 | 0.077052 | 286.3092 | 76.4506 | 0 | 355.5046 | 355.4976 | 40971.836 | 38.5986 | 40655.75 | 38960.996 | 36758.29 | 0 | 0 | 36618.094 | 751.1829 | 0 | 0 | 0 | 0 | 36618.094 | 751.1829 | 35637.94 | 35459.7539
3976 | 2021-06-15 15:00 | 221.9333 |  | 64.2833 | 20.5528 | 4.6338 | 0.2 | 16.2469 | 309.9644 | 72.9821 | 0 |  | 221.9333 | 164.5616 | 66.2529 | 0.051352 | 164.5616 | 66.2529 | 0.045496 | 144.6155 | 63.0141 | 0 | 203.477 | 203.3721 | 23439.504 | 30.4693 | 22827.361 | 22417.572 | 20800.43 | 0 | 0 | 20755.135 | 761.8967 | 0 | 0 | 0 | 0 | 20755.135 | 761.8967 | 19845.727 | 19746.498
3977 | 2021-06-15 16:00 | 25.2667 |  | 25.2167 | 19.1136 | 5.7038 | 0.2 | 5.6403 | 301.0134 | 83.6335 | 0 |  | 25.2667 | 0.056299 | 25.0737 | 0.0058464 | 0.056299 | 25.0737 | 0.0051796 | 0.033693 | 23.8453 | 0 | 23.4014 | 23.4011 | 2697.0405 | 20.2005 | 2128.7856 | 2158.5955 | 2094.0388 | 0 | 0 | 2093.5476 | 715.4638 | 0 | 0 | 0 | 0 | 2093.5476 | 715.4638 | 1758.5697 | 1749.7769
3978 | 2021-06-15 17:00 | 0 |  | 0 | 18.1393 | 6.325 | 0.2
3979 | 2021-06-15 18:00 | 0 |  | 0 | 17.2652 | 5.6246 | 0.2
3980 | 2021-06-15 19:00 | 0 |  | 0 | 16.391 | 3.6183 | 0.2
3981 | 2021-06-15 20:00 | 0 |  | 0 | 15.521 | 1.805 | 0.2
3982 | 2021-06-15 21:00 | 0 |  | 0 | 14.6615 | 2.1742 | 0.2
3983 | 2021-06-15 22:00 | 0 |  | 0 | 13.7162 | 1.6792 | 0.2
3984 | 2021-06-15 23:00 | 0 |  | 0 | 12.7631 | 1.3654 | 0.2
3985 | 2021-06-16 | 0 |  | 0 | 11.856 | 0.90417 | 0.2
3986 | 2021-06-16 01:00 | 0 |  | 0 | 10.942 | 0.4525 | 0.2
3987 | 2021-06-16 02:00 | 0 |  | 0 | 10.0794 | 0.30083 | 0.2
3988 | 2021-06-16 03:00 | 0 |  | 0 | 9.5528 | 0.21292 | 0.2
3989 | 2021-06-16 04:00 | 0 |  | 0 | 9.1023 | 0.22417 | 0.2
3990 | 2021-06-16 05:00 | 0 |  | 0 | 8.8003 | 0.39833 | 0.2
3991 | 2021-06-16 06:00 | 0 |  | 0 | 8.9221 | 0.67083 | 0.2
3992 | 2021-06-16 07:00 | 80 |  | 38.7667 | 10.3164 | 1.345 | 0.2 | 6.7237 | 58.1596 | 83.3169 | 0 |  | 80 | 40.9831 | 39.1206 | 0.018511 | 40.9831 | 39.1206 | 0.0164 | 25.4235 | 37.2035 | 0 | 61.3745 | 61.3792 | 7074.16 | 13.7923 | 6375.953 | 6595.921 | 6257.8193 | 0 | 0 | 6254.0513 | 770.8298 | 0 | 0 | 0 | 0 | 6254.0513 | 770.8298 | 5495.671 | 5468.1924
3993 | 2021-06-16 08:00 | 247.75 |  | 49.0167 | 12.697 | 1.7725 | 0.2 | 17.207 | 49.0296 | 72.7314 | 0 |  | 247.75 | 199.4199 | 49.9801 | 0.057326 | 199.4199 | 49.9801 | 0.050788 | 175.8012 | 47.5322 | 0 | 218.8667 | 218.8847 | 25227.154 | 24.8539 | 24635.16 | 24643.016 | 23862.58 | 0 | 0 | 23808.334 | 774.0197 | 0 | 0 | 0.98003 | 0 | 23807.354 | 773.6393 | 22933.957 | 22819.2871
3994 | 2021-06-16 09:00 | 407.2167 |  | 53.0167 | 15.2937 | 1.9983 | 0.2 | 26.1668 | 37.7677 | 63.639 | 0 |  | 407.2167 | 356.6011 | 54.185 | 0.094224 | 356.6011 | 54.185 | 0.083479 | 334.2711 | 51.5316 | 0 | 378.0867 | 378.0329 | 43569.082 | 36.0751 | 43301.004 | 41866.574 | 40450.21 | 0 | 0 | 40287.63 | 756.7464 | 0 | 0 | 0 | 0 | 40287.63 | 756.7464 | 39230.324 | 39034.1719
3995 | 2021-06-16 10:00 | 518.8166 |  | 67.2667 | 17.4853 | 2.295 | 0.2 | 32.8658 | 23.9289 | 56.7722 | 0 |  | 518.8166 | 455.7585 | 68.6857 | 0.12005 | 455.7585 | 68.6857 | 0.10636 | 436.9423 | 65.3228 | 0 | 492.2197 | 492.1469 | 56720.715 | 44.177 | 56702.832 | 53450.26 | 51311.496 | 0 | 0 | 51036.75 | 739.2969 | 0 | 0 | 0 | 0 | 51036.75 | 739.2969 | 49728.07 | 49479.4297
3996 | 2021-06-16 11:00 | 582.1167 |  | 80.6667 | 19.3138 | 3.0346 | 0.2 | 36.4386 | 7.7485 | 53.0118 | 0 |  | 582.1167 | 507.4326 | 82.3184 | 0.13469 | 507.4326 | 82.3184 | 0.11933 | 490.5919 | 78.2885 | 0 | 557.5027 | 557.3719 | 64238.617 | 48.5427 | 64353.383 | 59806.99 | 57499.97 | 0 | 0 | 57145.832 | 727.0745 | 0 | 0 | 0 | 0 | 57145.832 | 727.0745 | 55700.05 | 55421.5508
3997 | 2021-06-16 12:00 | 579.7833 |  | 64.6167 | 20.6158 | 2.8783 | 0.2 | 36.253 | 350.6412 | 53.0386 | 0 |  | 579.7833 | 522.9518 | 66.1496 | 0.13415 | 522.9518 | 66.1496 | 0.11885 | 505.5411 | 62.9118 | 0 | 557.0838 | 557.1206 | 64210.484 | 50.04 | 64322.715 | 59464.695 | 56707.41 | 0 | 0 | 56357.902 | 726.0386 | 0 | 0 | 0 | 0 | 56357.902 | 726.0386 | 54929.57 | 54654.9219
3998 | 2021-06-16 13:00 | 507.3167 |  | 71.1667 | 21.2971 | 2.3921 | 0.2 | 32.3457 | 334.6435 | 56.8629 | 0 |  | 507.3167 | 444.6954 | 72.9196 | 0.11739 | 444.6954 | 72.9196 | 0.104 | 426.1704 | 69.3511 | 0 | 485.611 | 485.4054 | 55941.504 | 47.5072 | 55907.81 | 52099.016 | 49904.496 | 0 | 0 | 49633.504 | 728.0613 | 0 | 0 | 0 | 0 | 49633.504 | 728.0613 | 48356.906 | 48115.1211
3999 | 2021-06-16 14:00 | 385.5 |  | 57.6833 | 21.339 | 1.9742 | 0.2 | 25.3927 | 321.0583 | 63.8057 | 0 |  | 385.5 | 336.6991 | 59.3342 | 0.089199 | 336.6991 | 59.3342 | 0.079027 | 315.3109 | 56.4312 | 0 | 364.3073 | 364.3628 | 41994.05 | 41.3909 | 41697.28 | 39597.26 | 37097.79 | 0 | 0 | 36949.336 | 737.8057 | 0 | 0 | 0 | 0 | 36949.336 | 737.8057 | 35965.406 | 35785.582
4000 | 2021-06-16 15:00 | 228.9 |  | 63.5333 | 20.5337 | 2.4 | 0.2 | 16.2586 | 310.0263 | 72.9702 | 0 |  | 228.9 | 172.6132 | 65.4941 | 0.052964 | 172.6132 | 65.4941 | 0.046924 | 151.7113 | 62.2924 | 0 | 209.7236 | 209.6479 | 24162.943 | 31.8499 | 23561.324 | 23035.326 | 21215.975 | 0 | 0 | 21169.371 | 763.084 | 0 | 0 | 0 | 0 | 21169.371 | 763.084 | 20262.299 | 20160.9883
4001 | 2021-06-16 16:00 | 24.55 |  | 24.2 | 19.0203 | 1.855 | 0.2 | 5.66 | 301.0708 | 83.6135 | 0 |  | 24.55 | 0.39396 | 24.0481 | 0.0056805 | 0.39396 | 24.0481 | 0.0050327 | 0.23622 | 22.8699 | 0 | 22.644 | 22.6429 | 2609.642 | 20.2732 | 2046.2279 | 2074.1963 | 2004.0238 | 0 | 0 | 2003.5677 | 710.9888 | 0 | 0 | 0 | 0 | 2003.5677 | 710.9888 | 1681.3083 | 1672.9019
4002 | 2021-06-16 17:00 | 0 |  | 0 | 17.9834 | 1.3671 | 0.2
4003 | 2021-06-16 18:00 | 0 |  | 0 | 17.0489 | 0.83875 | 0.2
4004 | 2021-06-16 19:00 | 0 |  | 0 | 16.125 | 0.96375 | 0.2
4005 | 2021-06-16 20:00 | 0 |  | 0 | 15.2445 | 0.5025 | 0.2
4006 | 2021-06-16 21:00 | 0 |  | 0 | 14.2404 | 0.49917 | 0.2
4007 | 2021-06-16 22:00 | 0 |  | 0 | 13.2132 | 0.61125 | 0.2
4008 | 2021-06-16 23:00 | 0 |  | 0 | 12.198 | 0.75 | 0.2
4009 | 2021-06-17 | 0 |  | 0 | 11.2511 | 0.55333 | 0.2
4010 | 2021-06-17 01:00 | 0 |  | 0 | 10.2789 | 0.08958 | 0.2
4011 | 2021-06-17 02:00 | 0 |  | 0 | 9.3562 | 0.1475 | 0.2
4012 | 2021-06-17 03:00 | 0 |  | 0 | 8.7815 | 0.49917 | 0.2
4013 | 2021-06-17 04:00 | 0 |  | 0 | 8.2855 | 0.33875 | 0.2
4014 | 2021-06-17 05:00 | 0 |  | 0 | 7.943 | 0.31208 | 0.2
4015 | 2021-06-17 06:00 | 0 |  | 0 | 8.0267 | 0.36292 | 0.2
4016 | 2021-06-17 07:00 | 76.6667 |  | 34.4 | 9.3527 | 0.25 | 0.2 | 6.6658 | 58.1648 | 83.3748 | 0 |  | 76.6667 | 42.0083 | 34.7543 | 0.01774 | 42.0083 | 34.7543 | 0.015717 | 25.9025 | 33.0511 | 0 | 57.7745 | 57.813 | 6663.0825 | 12.7939 | 5971.4453 | 6195.2646 | 5871.526 | 0 | 0 | 5868.2134 | 771.8039 | 0 | 0 | 0 | 0 | 5868.2134 | 771.8039 | 5135.536 | 5109.8589
4017 | 2021-06-17 08:00 | 237.0167 |  | 56.1833 | 11.637 | 0.43458 | 0.2 | 17.1505 | 49.0435 | 72.788 | 0 |  | 237.0167 | 181.4597 | 57.1159 | 0.054842 | 181.4597 | 57.1159 | 0.048588 | 159.8707 | 54.3184 | 0 | 209.9053 | 209.9045 | 24191.936 | 24.0268 | 23584.527 | 23651.336 | 22884.15 | 0 | 0 | 22834.855 | 777.4863 | 0 | 0 | 2.1215 | 0 | 22832.734 | 776.8988 | 21943.107 | 21833.3926
4018 | 2021-06-17 09:00 | 393.4167 |  | 65.1833 | 14.1647 | 0.94417 | 0.2 | 26.1137 | 37.7936 | 63.6923 | 0 |  | 393.4167 | 330.4614 | 66.5649 | 0.091031 | 330.4614 | 66.5649 | 0.08065 | 309.6983 | 63.3056 | 0 | 365.5438 | 365.6134 | 42137.617 | 35.2509 | 41842.367 | 40555.42 | 38625.207 | 0 | 0 | 38480.367 | 766.0665 | 0 | 0 | 0 | 0 | 38480.367 | 766.0665 | 37466.598 | 37279.2656
4019 | 2021-06-17 10:00 | 505.75 |  | 90.1833 | 16.3334 | 1.8529 | 0.2 | 32.8195 | 23.97 | 56.8189 | 0 |  | 505.75 | 419.443 | 92.0411 | 0.11702 | 419.443 | 92.0411 | 0.10368 | 402.0783 | 87.5351 | 0 | 479.8211 | 479.8791 | 55305.855 | 42.8886 | 55261.668 | 52304.76 | 50294.848 | 0 | 0 | 50030.652 | 741.9438 | 0 | 0 | 0 | 0 | 50030.652 | 741.9438 | 48744.953 | 48501.2266
4020 | 2021-06-17 11:00 | 557.3333 |  | 100.4667 | 18.0459 | 2.8983 | 0.2 | 36.4032 | 7.8051 | 53.0477 | 0 |  | 557.3333 | 462.32 | 102.6222 | 0.12896 | 462.32 | 102.6222 | 0.11425 | 446.9445 | 97.5991 | 0 | 533.6528 | 533.5945 | 61499.105 | 46.2019 | 61566.73 | 57652.297 | 54766.695 | 0 | 0 | 54439.348 | 723.7122 | 0 | 0 | 0 | 0 | 54439.348 | 723.7122 | 53053.79 | 52788.5234
4021 | 2021-06-17 12:00 | 559.2 |  | 86.7833 | 19.2637 | 2.305 | 0.2 | 36.232 | 350.7076 | 53.0601 | 0 |  | 559.2 | 479.5579 | 88.9356 | 0.12939 | 479.5579 | 88.9356 | 0.11463 | 463.572 | 84.5836 | 0 | 537.1924 | 537.3539 | 61930.996 | 48.394 | 62004.766 | 57630.03 | 55220.74 | 0 | 0 | 54892.184 | 729.485 | 0 | 0 | 0 | 0 | 54892.184 | 729.485 | 53496.492 | 53229.0117
4022 | 2021-06-17 13:00 | 505.1 |  | 77.1333 | 19.9384 | 2.05 | 0.2 | 32.3395 | 334.7111 | 56.8693 | 0 |  | 505.1 | 436.3523 | 79.2574 | 0.11687 | 436.3523 | 79.2574 | 0.10354 | 418.1682 | 75.38 | 0 | 483.6772 | 483.6865 | 55747.02 | 46.4654 | 55709.324 | 52085.664 | 49111.688 | 0 | 0 | 48854.016 | 737.0107 | 0 | 0 | 0 | 0 | 48854.016 | 737.0107 | 47595.332 | 47357.3555
4023 | 2021-06-17 14:00 | 389.15 |  | 65.4167 | 19.9944 | 2.2225 | 0.2 | 25.3994 | 321.1212 | 63.799 | 0 |  | 389.15 | 332.5032 | 67.4159 | 0.090044 | 332.5032 | 67.4159 | 0.079775 | 311.3906 | 64.1188 | 0 | 367.9992 | 367.7281 | 42382.1 | 40.0042 | 42092.527 | 40153.758 | 37826.742 | 0 | 0 | 37676.277 | 744.391 | 0 | 0 | 0 | 0 | 37676.277 | 744.391 | 36681.996 | 36498.5859
4024 | 2021-06-17 15:00 | 230.65 |  | 56.5 | 19.2184 | 2.5846 | 0.2 | 16.2752 | 310.0833 | 72.9534 | 0 |  | 230.65 | 181.7751 | 58.3595 | 0.053369 | 181.7751 | 58.3595 | 0.047283 | 159.7935 | 55.507 | 0 | 210.9945 | 210.7237 | 24286.957 | 30.4974 | 23687.26 | 23256.572 | 21484.664 | 0 | 0 | 21435.799 | 760.8138 | 0 | 0 | 0 | 0 | 21435.799 | 760.8138 | 20530.652 | 20427.998
4025 | 2021-06-17 16:00 | 26.9167 |  | 26.7833 | 17.7566 | 2.8975 | 0.2 | 5.684 | 301.1228 | 83.5893 | 0 |  | 26.9167 | 0.15002 | 26.6523 | 0.0062281 | 0.15002 | 26.6523 | 0.0055179 | 0.090208 | 25.3468 | 0 | 24.9282 | 24.9269 | 2872.9446 | 19.0719 | 2295.44 | 2335.3596 | 2254.2224 | 0 | 0 | 2253.6597 | 721.0104 | 0 | 0 | 0 | 0 | 2253.6597 | 721.0104 | 1896.4232 | 1886.941162109375
4026 | 2021-06-17 17:00 | 0 |  | 0 | 16.9195 | 3.1612 | 0.2
4027 | 2021-06-17 18:00 | 0 |  | 0 | 16.2105 | 3.055 | 0.2
4028 | 2021-06-17 19:00 | 0 |  | 0 | 15.5075 | 2.2275 | 0.2
4029 | 2021-06-17 20:00 | 0 |  | 0 | 14.8265 | 2.4983 | 0.2
4030 | 2021-06-17 21:00 | 0 |  | 0 | 14.0626 | 2.5708 | 0.2
4031 | 2021-06-17 22:00 | 0 |  | 0 | 13.2833 | 3.3242 | 0.2
4032 | 2021-06-17 23:00 | 0 |  | 0 | 12.5336 | 2.705 | 0.2
4033 | 2021-06-18 | 0 |  | 0 | 11.9656 | 2.305 | 0.2
4034 | 2021-06-18 01:00 | 0 |  | 0 | 11.414 | 1.6017 | 0.2
4035 | 2021-06-18 02:00 | 0 |  | 0 | 10.892 | 1.7896 | 0.2
4036 | 2021-06-18 03:00 | 0 |  | 0 | 10.5701 | 1.03 | 0.2
4037 | 2021-06-18 04:00 | 0 |  | 0 | 10.2935 | 0.81292 | 0.2
4038 | 2021-06-18 05:00 | 0 |  | 0 | 10.1052 | 0.83625 | 0.2
4039 | 2021-06-18 06:00 | 0 |  | 0 | 10.2188 | 1.0613 | 0.2
4040 | 2021-06-18 07:00 | 67.95 |  | 39.85 | 11.4599 | 1.1846 | 0.2 | 6.6117 | 58.1757 | 83.4289 | 0 |  | 67.95 | 27.9267 | 40.0506 | 0.015723 | 27.9267 | 40.0506 | 0.01393 | 17.1205 | 38.0878 | 0 | 54.1042 | 54.0889 | 6233.9355 | 14.5454 | 5549.2134 | 5727.929 | 5449.4683 | 0 | 0 | 5446.5605 | 763.6574 | 0 | 0 | 0 | 0 | 5446.5605 | 763.6574 | 4745.1436 | 4721.4175
4041 | 2021-06-18 08:00 | 219.9167 |  | 70.5667 | 13.667 | 1.7821 | 0.2 | 17.0986 | 49.0627 | 72.84 | 0 |  | 219.9167 | 149.8679 | 71.5835 | 0.050886 | 149.8679 | 71.5835 | 0.045082 | 131.9631 | 68.0772 | 0 | 196.0395 | 196.0466 | 22595.006 | 24.5507 | 21965.076 | 21992.719 | 21137.818 | 0 | 0 | 21095.729 | 777.4291 | 0 | 0 | 1.6286 | 0 | 21094.1 | 776.223 | 20186.543 | 20085.6094
4042 | 2021-06-18 09:00 | 355.9833 |  | 106.6667 | 15.9467 | 2.3467 | 0.2 | 26.0661 | 37.824 | 63.7402 | 0 |  | 355.9833 | 251.0102 | 108.3125 | 0.08237 | 251.0102 | 108.3125 | 0.072976 | 235.1911 | 103.0086 | 0 | 331.4357 | 331.3916 | 38193.48 | 33.8776 | 37823.98 | 36816.42 | 35480.742 | 0 | 0 | 35356.42 | 760.8221 | 0 | 0 | 0 | 0 | 35356.42 | 760.8221 | 34391.484 | 34219.5273
4043 | 2021-06-18 10:00 | 462.3167 |  | 123.5833 | 18.0093 | 2.7433 | 0.2 | 32.7794 | 24.0144 | 56.8595 | 0 |  | 462.3167 | 341.8942 | 125.7271 | 0.10697 | 341.8942 | 125.7271 | 0.094774 | 327.7062 | 119.5717 | 0 | 438.3323 | 438.181 | 50501.984 | 41.2943 | 50366.844 | 47911.5 | 45905.99 | 0 | 0 | 45687.688 | 741.5351 | 0 | 0 | 0 | 0 | 45687.688 | 741.5351 | 44502.484 | 44279.9688
4044 | 2021-06-18 11:00 | 517.6333 |  | 133.0667 | 19.684 | 3.7225 | 0.2 | 36.3746 | 7.863 | 53.0769 | 0 |  | 517.6333 | 389.1579 | 135.592 | 0.11977 | 389.1579 | 135.592 | 0.10611 | 376.1936 | 128.9551 | 0 | 495.0458 | 494.8641 | 57035.414 | 44.8353 | 57022.98 | 53633.37 | 51062.703 | 0 | 0 | 50790.57 | 741.0073 | 0 | 0 | 0 | 0 | 50790.57 | 741.0073 | 49487.5 | 49240.0625
4045 | 2021-06-18 12:00 | 490.7167 |  | 165.3 | 20.7796 | 3.3033 | 0.2 | 36.2177 | 350.7728 | 53.0748 | 0 |  | 490.7167 | 330.3358 | 167.7144 | 0.11354 | 330.3358 | 167.7144 | 0.1006 | 319.3148 | 159.5054 | 0 | 469.2439 | 469.1574 | 54071.582 | 45.0835 | 54003.95 | 50743.645 | 48850.23 | 0 | 0 | 48596.758 | 735.4293 | 0 | 0 | 0 | 0 | 48596.758 | 735.4293 | 47344.004 | 47107.2812
4046 | 2021-06-18 13:00 | 437.6667 |  | 148.15 | 21.3546 | 3.4054 | 0.2 | 32.3397 | 334.7755 | 56.8693 | 0 |  | 437.6667 | 295.1884 | 150.5507 | 0.10127 | 295.1884 | 150.5507 | 0.089721 | 282.887 | 143.1832 | 0 | 417.5488 | 417.3204 | 48099.047 | 42.873 | 47917.797 | 45331.785 | 43483.617 | 0 | 0 | 43284.03 | 739.22 | 0 | 0 | 0 | 0 | 43284.03 | 739.22 | 42155.35 | 41944.5742
4047 | 2021-06-18 14:00 | 340 |  | 116.7167 | 21.3824 | 4.7892 | 0.2 | 25.4117 | 321.1798 | 63.7866 | 0 |  | 340 | 229.329 | 118.8576 | 0.078671 | 229.329 | 118.8576 | 0.069699 | 214.779 | 113.0425 | 0 | 321.265 | 321.0835 | 37006.234 | 36.9283 | 36616.13 | 35283.168 | 33353.78 | 0 | 0 | 33238.977 | 752.9367 | 0 | 0 | 0 | 0 | 33238.977 | 752.9367 | 32302.549 | 32141.0371
4048 | 2021-06-18 15:00 | 194.4667 |  | 81.2833 | 20.6244 | 5.4662 | 0.2 | 16.2966 | 310.1352 | 72.9317 | 0 |  | 194.4667 | 118.1332 | 83.0407 | 0.044997 | 118.1332 | 83.0407 | 0.039865 | 103.8725 | 78.9796 | 0 | 179.1951 | 178.9273 | 20622.059 | 29.0247 | 19970.537 | 19709.982 | 18283.646 | 0 | 0 | 18249.613 | 766.6695 | 0 | 0 | 0 | 0 | 18249.613 | 766.6695 | 17343.174 | 17256.459
4049 | 2021-06-18 16:00 | 21.5833 |  | 21.5667 | 19.2828 | 4.16 | 0.2 | 5.7121 | 301.1693 | 83.5609 | 0 |  | 21.5833 | 0.018735 | 21.3982 | 0.0049941 | 0.018735 | 21.3982 | 0.0044245 | 0.011302 | 20.3496 | 0 | 19.9537 | 19.9537 | 2299.7332 | 20.277 | 1754.7124 | 1777.9905 | 1712.2783 | 0 | 0 | 1711.942 | 706.7243 | 0 | 0 | 0 | 0 | 1711.942 | 706.7243 | 1431.9395 | 1424.7798
4050 | 2021-06-18 17:00 | 0 |  | 0 | 18.5765 | 3.3567 | 0.2
4051 | 2021-06-18 18:00 | 0 |  | 0 | 17.9973 | 2.4808 | 0.2
4052 | 2021-06-18 19:00 | 0 |  | 0 | 17.418 | 1.955 | 0.2
4053 | 2021-06-18 20:00 | 0 |  | 0 | 16.8388 | 1.4 | 0.2
4054 | 2021-06-18 21:00 | 0 |  | 0 | 16.2596 | 1.7879 | 0.2
4055 | 2021-06-18 22:00 | 0 |  | 0 | 15.6899 | 1.3008 | 0.2
4056 | 2021-06-18 23:00 | 0 |  | 0 | 15.1751 | 1.7096 | 0.2
4057 | 2021-06-19 | 0 |  | 0 | 14.6336 | 1.7517 | 0.2
4058 | 2021-06-19 01:00 | 0 |  | 0 | 14.0338 | 1.6933 | 0.2
4059 | 2021-06-19 02:00 | 0 |  | 0 | 13.4573 | 2.9967 | 0.2
4060 | 2021-06-19 03:00 | 0 |  | 0 | 13.0824 | 2.1738 | 0.2
4061 | 2021-06-19 04:00 | 0 |  | 0 | 12.753 | 0.90583 | 0.2
4062 | 2021-06-19 05:00 | 0 |  | 0 | 12.5127 | 0.76292 | 0.2
4063 | 2021-06-19 06:00 | 0 |  | 0 | 12.6183 | 0.66208 | 0.2
4064 | 2021-06-19 07:00 | 74.0333 |  | 44.2333 | 14.1159 | 0.84917 | 0.2 | 6.5616 | 58.1922 | 83.4791 | 0 |  | 74.0333 | 29.6143 | 44.4196 | 0.01713 | 29.6143 | 44.4196 | 0.015177 | 18.056 | 42.2427 | 0 | 59.0927 | 59.0867 | 6809.809 | 17.5384 | 6115.351 | 6256.5264 | 5955.2607 | 0 | 0 | 5951.77 | 761.9452 | 0 | 0 | 0 | 0 | 5951.77 | 761.9452 | 5213.2915 | 5187.2251
4065 | 2021-06-19 08:00 | 234.35 |  | 66.4333 | 16.6459 | 0.83708 | 0.2 | 17.0514 | 49.0871 | 72.8874 | 0 |  | 234.35 | 168.4985 | 67.4302 | 0.054225 | 168.4985 | 67.4302 | 0.048041 | 148.2912 | 64.1274 | 0 | 208.1702 | 208.1846 | 23993.777 | 28.7112 | 23383.535 | 23118.465 | 22313.521 | 0 | 0 | 22264.96 | 766.2289 | 0 | 0 | 0 | 0 | 22264.96 | 766.2289 | 21367.926 | 21261.0859
4066 | 2021-06-19 09:00 | 390.35 |  | 71.35 | 19.4458 | 1.0225 | 0.2 | 26.024 | 37.859 | 63.7827 | 0 |  | 390.35 | 321.1671 | 72.7959 | 0.090322 | 321.1671 | 72.7959 | 0.080021 | 300.8719 | 69.2313 | 0 | 362.7011 | 362.6532 | 41797.504 | 40.2869 | 41495.715 | 39589.8 | 38062.555 | 0 | 0 | 37913.785 | 744.8497 | 0 | 0 | 0 | 0 | 37913.785 | 744.8497 | 36913.742 | 36729.1719
4067 | 2021-06-19 10:00 | 500.7 |  | 76.7167 | 22.0106 | 1.5296 | 0.2 | 32.7456 | 24.0621 | 56.8938 | 0 |  | 500.7 | 427.9396 | 78.4254 | 0.11585 | 427.9396 | 78.4254 | 0.10264 | 410.1449 | 74.5861 | 0 | 475.0364 | 474.8669 | 54728.168 | 48.6779 | 54673.246 | 50780.926 | 48436.234 | 0 | 0 | 48181.37 | 728.5264 | 0 | 0 | 0 | 0 | 48181.37 | 728.5264 | 46938.203 | 46703.5117
4068 | 2021-06-19 11:00 | 560 |  | 92.3833 | 24.1232 | 2.6458 | 0.2 | 36.3527 | 7.922 | 53.0994 | 0 |  | 560 | 473.1987 | 94.4537 | 0.12958 | 473.1987 | 94.4537 | 0.1148 | 457.4142 | 89.8306 | 0 | 536.2999 | 536.1961 | 61797.184 | 52.7434 | 61870.23 | 56699.848 | 54870.797 | 0 | 0 | 54533.797 | 714.9349 | 0 | 0 | 0 | 0 | 54533.797 | 714.9349 | 53146.125 | 52880.3945
4069 | 2021-06-19 12:00 | 560.0333 |  | 88.8833 | 25.8081 | 2.3075 | 0.2 | 36.2103 | 350.8369 | 53.0827 | 0 |  | 560.0333 | 478.2701 | 91.0631 | 0.12958 | 478.2701 | 91.0631 | 0.11481 | 462.3064 | 86.6069 | 0 | 537.9351 | 537.7564 | 61978.438 | 54.9569 | 62053.316 | 56427.414 | 53768.523 | 0 | 0 | 53442.145 | 713.5281 | 0 | 0 | 0 | 0 | 53442.145 | 713.5281 | 52078.984 | 51818.5898
4070 | 2021-06-19 13:00 | 494.3167 |  | 73.4333 | 26.7227 | 1.3525 | 0.2 | 32.3462 | 334.8368 | 56.8629 | 0 |  | 494.3167 | 429.1248 | 75.4957 | 0.11438 | 429.1248 | 75.4957 | 0.10133 | 411.2486 | 71.8024 | 0 | 473.39 | 473.0899 | 54526.24 | 53.5052 | 54466.285 | 49748.66 | 47296.625 | 0 | 0 | 47045.953 | 716.6507 | 0 | 0 | 0 | 0 | 47045.953 | 716.6507 | 45829.09 | 45599.9453
4071 | 2021-06-19 14:00 | 379.6167 |  | 75.7167 | 26.7462 | 1.8787 | 0.2 | 25.4295 | 321.234 | 63.7687 | 0 |  | 379.6167 | 312.122 | 77.8686 | 0.087838 | 312.122 | 77.8686 | 0.077821 | 292.3416 | 74.0598 | 0 | 359.0734 | 358.7154 | 41342.94 | 46.5733 | 41033.703 | 38323.277 | 36397.324 | 0 | 0 | 36252.473 | 730.3152 | 0 | 0 | 0 | 0 | 36252.473 | 730.3152 | 35276.594 | 35100.2109
4072 | 2021-06-19 15:00 | 214.85 |  | 74.0833 | 25.556 | 3.0675 | 0.2 | 16.3228 | 310.182 | 72.9053 | 0 |  | 214.85 | 146.9134 | 76.1447 | 0.049713 | 146.9134 | 76.1447 | 0.044044 | 129.216 | 72.4216 | 0 | 197.6049 | 197.5593 | 22769.26 | 35.9006 | 22147.035 | 21382.322 | 19922.254 | 0 | 0 | 19879.3 | 745.6673 | 0 | 0 | 0 | 0 | 19879.3 | 745.6673 | 18967.598 | 18872.7598
4073 | 2021-06-19 16:00 | 24.75 |  | 24.6167 | 23.4862 | 3.645 | 0.2 | 5.7443 | 301.2103 | 83.5284 | 0 |  | 24.75 | 0.14984 | 24.4641 | 0.0057268 | 0.14984 | 24.4641 | 0.0050737 | 0.09073 | 23.2655 | 0 | 22.8891 | 22.8893 | 2638.0447 | 24.6536 | 2073.0525 | 2075.103 | 2009.8057 | 0 | 0 | 2009.3313 | 700.9818 | 0 | 0 | 0 | 0 | 2009.3313 | 700.9818 | 1686.2528 | 1677.821533203125
4074 | 2021-06-19 17:00 | 0 |  | 0 | 22.3596 | 4.1154 | 0.2
4075 | 2021-06-19 18:00 | 0 |  | 0 | 21.3144 | 2.9367 | 0.2
4076 | 2021-06-19 19:00 | 0 |  | 0 | 20.2503 | 1.6954 | 0.2
4077 | 2021-06-19 20:00 | 0 |  | 0 | 19.1861 | 1.0533 | 0.2
4078 | 2021-06-19 21:00 | 0 |  | 0 | 18.1219 | 0.87417 | 0.2
4079 | 2021-06-19 22:00 | 0 |  | 0 | 17.0578 | 1.1 | 0.2
4080 | 2021-06-19 23:00 | 0 |  | 0 | 16.0427 | 0.86375 | 0.2
4081 | 2021-06-20 | 0 |  | 0 | 15.3113 | 0.88708 | 0.2
4082 | 2021-06-20 01:00 | 0 |  | 0 | 14.5006 | 0.85167 | 0.2
4083 | 2021-06-20 02:00 | 0 |  | 0 | 13.717 | 0.6 | 0.2
4084 | 2021-06-20 03:00 | 0 |  | 0 | 13.2428 | 0.93292 | 0.2
4085 | 2021-06-20 04:00 | 0 |  | 0 | 12.8386 | 1.4129 | 0.2
4086 | 2021-06-20 05:00 | 0 |  | 0 | 12.5709 | 0.91542 | 0.2
4087 | 2021-06-20 06:00 | 0 |  | 0 | 12.6988 | 0.86292 | 0.2
4088 | 2021-06-20 07:00 | 75.4333 |  | 37.8667 | 14.0278 | 0.76208 | 0.2 | 6.5156 | 58.2143 | 83.5253 | 0 |  | 75.4333 | 37.3297 | 38.2089 | 0.017454 | 37.3297 | 38.2089 | 0.015464 | 22.6433 | 36.3365 | 0 | 57.8002 | 57.85 | 6667.474 | 17.392 | 5975.6733 | 6115.597 | 5816.2515 | 0 | 0 | 5812.8735 | 759.2704 | 0 | 0 | 0 | 0 | 5812.8735 | 759.2704 | 5084.1104 | 5058.6899
4089 | 2021-06-20 08:00 | 231.7833 |  | 59.9833 | 16.1874 | 0.90083 | 0.2 | 17.0091 | 49.1166 | 72.9301 | 0 |  | 231.7833 | 172.3939 | 60.9404 | 0.053631 | 172.3939 | 60.9404 | 0.047515 | 151.6484 | 57.9555 | 0 | 205.4118 | 205.4066 | 23673.555 | 28.0572 | 23058.686 | 22842.879 | 21838.387 | 0 | 0 | 21791.988 | 767.3887 | 0 | 0 | 0 | 0 | 21791.988 | 767.3887 | 20889.934 | 20785.4844
4090 | 2021-06-20 09:00 | 389.9 |  | 63.95 | 18.5901 | 0.72167 | 0.2 | 25.9875 | 37.8984 | 63.8196 | 0 |  | 389.9 | 328.1629 | 65.315 | 0.090217 | 328.1629 | 65.315 | 0.079929 | 307.377 | 62.1168 | 0 | 362.1039 | 362.1089 | 41733.645 | 39.6866 | 41430.67 | 39602.43 | 38136.098 | 0 | 0 | 37988.363 | 748.8654 | 0 | 0 | 0 | 0 | 37988.363 | 748.8654 | 36986.508 | 36801.5742
4091 | 2021-06-20 10:00 | 504.4667 |  | 69.6333 | 20.822 | 1.8013 | 0.2 | 32.7181 | 24.1129 | 56.9219 | 0 |  | 504.4667 | 438.8891 | 71.0809 | 0.11673 | 438.8891 | 71.0809 | 0.10341 | 420.6089 | 67.6006 | 0 | 478.4453 | 478.4295 | 55138.645 | 47.3593 | 55091.344 | 51393.51 | 49655.004 | 0 | 0 | 49388.555 | 727.5838 | 0 | 0 | 0 | 0 | 49388.555 | 727.5838 | 48117.58 | 47876.9922
4092 | 2021-06-20 11:00 | 566.8833 |  | 71.7667 | 22.6562 | 2.9225 | 0.2 | 36.3377 | 7.9822 | 53.1151 | 0 |  | 566.8833 | 501.0242 | 73.3122 | 0.13117 | 501.0242 | 73.3122 | 0.11621 | 484.2964 | 69.7232 | 0 | 542.9393 | 542.8436 | 62562.496 | 51.2688 | 62648.613 | 57699.89 | 55552.535 | 0 | 0 | 55213.613 | 719.6762 | 0 | 0 | 0 | 0 | 55213.613 | 719.6762 | 53810.742 | 53541.6914
4093 | 2021-06-20 12:00 | 559.6167 |  | 76.6 | 23.9251 | 2.5638 | 0.2 | 36.2096 | 350.8998 | 53.0839 | 0 |  | 559.6167 | 490.3122 | 78.3054 | 0.12949 | 490.3122 | 78.3054 | 0.11472 | 473.9455 | 74.4726 | 0 | 537.4498 | 537.5152 | 61950.42 | 52.7231 | 62024.953 | 56830.92 | 54530.574 | 0 | 0 | 54202.55 | 718.7261 | 0 | 0 | 0 | 0 | 54202.55 | 718.7261 | 52822.3 | 52558.1875
4094 | 2021-06-20 13:00 | 493.2667 |  | 82.1 | 24.6911 | 2.7508 | 0.2 | 32.3589 | 334.8948 | 56.8504 | 0 |  | 493.2667 | 419.2121 | 84.2987 | 0.11414 | 419.2121 | 84.2987 | 0.10112 | 401.7618 | 80.1744 | 0 | 472.2975 | 472.1696 | 54420.02 | 49.7737 | 54357.863 | 50273.07 | 47584.29 | 0 | 0 | 47336.027 | 723.3365 | 0 | 0 | 0 | 0 | 47336.027 | 723.3365 | 46112.43 | 45881.8672
4095 | 2021-06-20 14:00 | 369.45 |  | 73.5833 | 24.7285 | 2.375 | 0.2 | 25.4529 | 321.2837 | 63.7453 | 0 |  | 369.45 | 303.8629 | 75.7071 | 0.085486 | 303.8629 | 75.7071 | 0.075737 | 284.6345 | 72.0041 | 0 | 349.5058 | 349.5536 | 40287.37 | 43.6178 | 39958.6 | 37673.504 | 35347.92 | 0 | 0 | 35212.6 | 735.3587 | 0 | 0 | 0 | 0 | 35212.6 | 735.3587 | 34249.484 | 34078.2383
4096 | 2021-06-20 15:00 | 216.65 |  | 60.6 | 23.8535 | 2.6525 | 0.2 | 16.3538 | 310.2236 | 72.8741 | 0 |  | 216.65 | 162.8512 | 62.523 | 0.05013 | 162.8512 | 62.523 | 0.044413 | 143.2829 | 59.4667 | 0 | 198.6946 | 198.5207 | 22880.52 | 34.4466 | 22260.533 | 21588.367 | 19993.908 | 0 | 0 | 19951.125 | 749.9463 | 0 | 0 | 0 | 0 | 19951.125 | 749.9463 | 19039.475 | 18944.2773
4097 | 2021-06-20 16:00 | 63.1667 |  | 34.2 | 22.4792 | 1.7075 | 0.2 | 5.7805 | 301.2456 | 83.492 | 0 |  | 63.1667 | 32.5323 | 35.547 | 0.014616 | 32.5323 | 35.547 | 0.012949 | 19.7788 | 33.8115 | 0 | 52.5185 | 52.4452 | 6044.5244 | 25.4007 | 5384.9644 | 5367.832 | 4561.667 | 0 | 0 | 4558.062 | 656.7384 | 0 | 0 | 0 | 134.9192 | 4423.1426 | 677.79 | 3811.3704 | 3792.3135
4098 | 2021-06-20 17:00 | 0 |  | 0 | 21.04 | 1.1767 | 0.2
4099 | 2021-06-20 18:00 | 0 |  | 0 | 20.1073 | 1.3562 | 0.2
4100 | 2021-06-20 19:00 | 0 |  | 0 | 19.2644 | 2.4554 | 0.2
4101 | 2021-06-20 20:00 | 0 |  | 0 | 18.4216 | 2.8613 | 0.2
4102 | 2021-06-20 21:00 | 0 |  | 0 | 17.5788 | 3.0088 | 0.2
4103 | 2021-06-20 22:00 | 0 |  | 0 | 16.7359 | 3.6596 | 0.2
4104 | 2021-06-20 23:00 | 0 |  | 0 | 15.9069 | 3.5412 | 0.2
4105 | 2021-06-21 | 0 |  | 0 | 15.1422 | 2.8817 | 0.2
4106 | 2021-06-21 01:00 | 0 |  | 0 | 14.2605 | 2.0438 | 0.2
4107 | 2021-06-21 02:00 | 0 |  | 0 | 13.4096 | 1.3687 | 0.2
4108 | 2021-06-21 03:00 | 0 |  | 0 | 12.8912 | 0.60417 | 0.2
4109 | 2021-06-21 04:00 | 0 |  | 0 | 12.4479 | 0.46125 | 0.2
4110 | 2021-06-21 05:00 | 0 |  | 0 | 12.1513 | 0.68792 | 0.2
4111 | 2021-06-21 06:00 | 0 |  | 0 | 12.2555 | 0.43708 | 0.2
4112 | 2021-06-21 07:00 | 70.7333 |  | 39.8667 | 13.497 | 0.90708 | 0.2 | 6.4737 | 58.2419 | 83.5675 | 0 |  | 70.7333 | 30.6694 | 40.06 | 0.016367 | 30.6694 | 40.06 | 0.0145 | 18.5144 | 38.0967 | 0 | 55.4789 | 55.5108 | 6397.7817 | 16.7039 | 5710.3677 | 5856.742 | 5582.0923 | 0 | 0 | 5579.0005 | 759.404 | 0 | 0 | 0 | 0 | 5579.0005 | 759.404 | 4867.408 | 4843.0708
4113 | 2021-06-21 08:00 | 220.9667 |  | 69.6667 | 15.5784 | 1.5821 | 0.2 | 16.9715 | 49.1512 | 72.968 | 0 |  | 220.9667 | 151.8209 | 70.6741 | 0.051129 | 151.8209 | 70.6741 | 0.045298 | 133.4952 | 67.2124 | 0 | 196.6935 | 196.7094 | 22671.57 | 26.5987 | 22042.637 | 21933.793 | 21159.602 | 0 | 0 | 21116.404 | 769.1472 | 0 | 0 | 0 | 0 | 21116.404 | 769.1472 | 20208.988 | 20107.9434
4114 | 2021-06-21 09:00 | 372.8167 |  | 78.8167 | 17.8661 | 2.0983 | 0.2 | 25.9566 | 37.9421 | 63.8511 | 0 |  | 372.8167 | 295.9936 | 80.2677 | 0.086265 | 295.9936 | 80.2677 | 0.076427 | 277.2078 | 76.3373 | 0 | 346.4742 | 346.434 | 39928.875 | 36.8239 | 39591.863 | 38184.816 | 36340.87 | 0 | 0 | 36208.125 | 756.0833 | 0 | 0 | 0 | 0 | 36208.125 | 756.0833 | 35232.773 | 35056.6094
4115 | 2021-06-21 10:00 | 480.3167 |  | 99.9667 | 19.9757 | 1.9533 | 0.2 | 32.6969 | 24.1667 | 56.9437 | 0 |  | 480.3167 | 383.8946 | 101.9162 | 0.11114 | 383.8946 | 101.9162 | 0.098464 | 367.8844 | 96.9269 | 0 | 455.5151 | 455.4988 | 52496.324 | 45.0669 | 52399.227 | 49246.957 | 47733.227 | 0 | 0 | 47490.465 | 732.7758 | 0 | 0 | 0 | 0 | 47490.465 | 732.7758 | 46263.285 | 46031.9688
4116 | 2021-06-21 11:00 | 533.6333 |  | 109.7833 | 21.7247 | 1.4533 | 0.2 | 36.3294 | 8.0434 | 53.124 | 0 |  | 533.6333 | 428.9033 | 112.0128 | 0.12348 | 428.9033 | 112.0128 | 0.10939 | 414.5761 | 106.5299 | 0 | 510.6839 | 510.7321 | 58862.363 | 50.5058 | 58883.1 | 54356.688 | 52212.57 | 0 | 0 | 51914.582 | 722.7093 | 0 | 0 | 0 | 0 | 51914.582 | 722.7093 | 50585.945 | 50333.0156
4117 | 2021-06-21 12:00 | 542.8667 |  | 95.2667 | 22.9685 | 1.2258 | 0.2 | 36.2156 | 350.9613 | 53.0783 | 0 |  | 542.8667 | 454.3551 | 97.5247 | 0.12561 | 454.3551 | 97.5247 | 0.11129 | 439.1936 | 92.7522 | 0 | 521.3069 | 521.1835 | 60068.71 | 52.6442 | 60110.465 | 55085.637 | 52287.22 | 0 | 0 | 51981.66 | 717.4766 | 0 | 0 | 0 | 0 | 51981.66 | 717.4766 | 50651.5 | 50398.2422
4118 | 2021-06-21 13:00 | 481.9 |  | 86.8167 | 23.5933 | 1.1154 | 0.2 | 32.3779 | 334.9496 | 56.8315 | 0 |  | 481.9 | 402.8065 | 89.0798 | 0.1115 | 402.8065 | 89.0798 | 0.098789 | 386.0577 | 84.7216 | 0 | 461.3637 | 461.3881 | 53176.06 | 49.9965 | 53090.74 | 49060.133 | 46733.44 | 0 | 0 | 46492.96 | 725.9746 | 0 | 0 | 0 | 0 | 46492.96 | 725.9746 | 45288.96 | 45062.5156
4119 | 2021-06-21 14:00 | 372.1 |  | 70.8333 | 23.6887 | 0.66292 | 0.2 | 25.4818 | 321.3289 | 63.7164 | 0 |  | 372.1 | 309.398 | 72.918 | 0.086099 | 309.398 | 72.918 | 0.07628 | 289.8551 | 69.3515 | 0 | 352.0225 | 351.9365 | 40560.742 | 44.2475 | 40237.02 | 37854.746 | 35646.312 | 0 | 0 | 35507.8 | 732.8298 | 0 | 0 | 0 | 0 | 35507.8 | 732.8298 | 34540.97 | 34368.2656
4120 | 2021-06-21 15:00 | 223.8167 |  | 66.2 | 23.0619 | 1.0829 | 0.2 | 16.3895 | 310.2601 | 72.8383 | 0 |  | 223.8167 | 164.4708 | 68.1942 | 0.051788 | 164.4708 | 68.1942 | 0.045882 | 144.7646 | 64.8604 | 0 | 205.4325 | 205.4837 | 23682.904 | 34.8382 | 23074.252 | 22346.188 | 20734.367 | 0 | 0 | 20688.219 | 752.2696 | 0 | 0 | 0 | 0 | 20688.219 | 752.2696 | 19778.51 | 19679.6172
4121 | 2021-06-21 16:00 | 67.15 |  | 40.8167 | 21.7469 | 1.4629 | 0.2 | 5.8207 | 301.2754 | 83.4516 | 0 |  | 67.15 | 29.5526 | 42.1947 | 0.015538 | 29.5526 | 42.1947 | 0.013766 | 18.0475 | 40.1345 | 0 | 57.0183 | 56.976 | 6566.7144 | 24.9563 | 5893.4067 | 5884.8306 | 5160.79 | 0 | 0 | 5157.2925 | 739.6889 | 0 | 0 | 0 | 0 | 5157.2925 | 739.6889 | 4479.2363 | 4456.8398
4122 | 2021-06-21 17:00 | 0 |  | 0 | 20.3414 | 1.0775 | 0.2
4123 | 2021-06-21 18:00 | 0 |  | 0 | 19.4305 | 1.0725 | 0.2
4124 | 2021-06-21 19:00 | 0 |  | 0 | 18.6069 | 1.7642 | 0.2
4125 | 2021-06-21 20:00 | 0 |  | 0 | 17.7834 | 3.1483 | 0.2
4126 | 2021-06-21 21:00 | 0 |  | 0 | 16.9598 | 2.0375 | 0.2
4127 | 2021-06-21 22:00 | 0 |  | 0 | 16.1363 | 0.85333 | 0.2
4128 | 2021-06-21 23:00 | 0 |  | 0 | 15.3255 | 1.0137 | 0.2
4129 | 2021-06-22 | 0 |  | 0 | 14.5798 | 0.47667 | 0.2
4130 | 2021-06-22 01:00 | 0 |  | 0 | 13.7629 | 0.95292 | 0.2
4131 | 2021-06-22 02:00 | 0 |  | 0 | 12.9808 | 2.3192 | 0.2
4132 | 2021-06-22 03:00 | 0 |  | 0 | 12.5058 | 2.2517 | 0.2
4133 | 2021-06-22 04:00 | 0 |  | 0 | 12.1001 | 2.1275 | 0.2
4134 | 2021-06-22 05:00 | 0 |  | 0 | 11.8299 | 1.6292 | 0.2
4135 | 2021-06-22 06:00 | 0 |  | 0 | 11.9387 | 1.4933 | 0.2
4136 | 2021-06-22 07:00 | 70.45 |  | 42.0333 | 13.1826 | 2.7725 | 0.2 | 6.436 | 58.2749 | 83.6055 | 0 |  | 70.45 | 28.2323 | 42.2186 | 0.016301 | 28.2323 | 42.2186 | 0.014442 | 16.9685 | 40.1496 | 0 | 55.9757 | 55.9959 | 6453.743 | 16.1543 | 5765.206 | 5922.574 | 5650.2974 | 0 | 0 | 5647.1655 | 762.6856 | 0 | 0 | 0 | 0 | 5647.1655 | 762.6856 | 4930.4634 | 4905.811
4137 | 2021-06-22 08:00 | 225 |  | 66.8333 | 15.3611 | 1.8721 | 0.2 | 16.9389 | 49.1908 | 73.0011 | 0 |  | 225 | 158.7081 | 67.8268 | 0.052062 | 158.7081 | 67.8268 | 0.046125 | 139.4999 | 64.5045 | 0 | 199.9243 | 199.954 | 23045.314 | 26.4164 | 22421.596 | 22323.084 | 21470.652 | 0 | 0 | 21426.38 | 771.9655 | 0 | 0 | 0 | 0 | 21426.38 | 771.9655 | 20521.16 | 20418.5547
4138 | 2021-06-22 09:00 | 373.4667 |  | 84.9833 | 17.5585 | 1.0283 | 0.2 | 25.9313 | 37.9902 | 63.8769 | 0 |  | 373.4667 | 290.4358 | 86.4895 | 0.086415 | 290.4358 | 86.4895 | 0.07656 | 271.9725 | 82.2544 | 0 | 347.1424 | 347.1293 | 40008.637 | 37.5021 | 39673.082 | 38183.402 | 36832.688 | 0 | 0 | 36695.426 | 752.3985 | 0 | 0 | 0 | 0 | 36695.426 | 752.3985 | 35714.383 | 35535.8125
4139 | 2021-06-22 10:00 | 468.95 |  | 109.6167 | 19.5587 | 1.0596 | 0.2 | 32.6821 | 24.2236 | 56.9592 | 0 |  | 468.95 | 362.6778 | 111.6549 | 0.10851 | 362.6778 | 111.6549 | 0.096134 | 347.5387 | 106.1887 | 0 | 444.6529 | 444.6764 | 51249.707 | 45.0704 | 51128.81 | 48047.156 | 46116.6 | 0 | 0 | 45894.547 | 736.8704 | 0 | 0 | 0 | 0 | 45894.547 | 736.8704 | 44704.504 | 44480.9844
4140 | 2021-06-22 11:00 | 526.5833 |  | 120.2167 | 21.2148 | 1.6796 | 0.2 | 36.3279 | 8.1056 | 53.1262 | 0 |  | 526.5833 | 411.2062 | 122.631 | 0.12184 | 411.2062 | 122.631 | 0.10795 | 397.4685 | 116.6287 | 0 | 503.8153 | 503.6576 | 58047.97 | 49.3066 | 58054.266 | 53812.684 | 51998.344 | 0 | 0 | 51704.98 | 725.2916 | 0 | 0 | 0 | 0 | 51704.98 | 725.2916 | 50381.1 | 50129.1953
4141 | 2021-06-22 12:00 | 536.9167 |  | 102.2333 | 22.4109 | 2.6958 | 0.2 | 36.2284 | 351.0214 | 53.066 | 0 |  | 536.9167 | 441.2363 | 104.5655 | 0.12424 | 441.2363 | 104.5655 | 0.11007 | 426.5232 | 99.4483 | 0 | 515.452 | 515.4111 | 59403.074 | 49.8592 | 59432.76 | 54976.477 | 52677.723 | 0 | 0 | 52374.42 | 724.7282 | 0 | 0 | 0 | 0 | 52374.42 | 724.7282 | 51035.363 | 50780.1875
4142 | 2021-06-22 13:00 | 458.05 |  | 117.9667 | 23.0042 | 2.5179 | 0.2 | 32.4031 | 335.0009 | 56.8065 | 0 |  | 458.05 | 346.7231 | 120.6763 | 0.10599 | 346.7231 | 120.6763 | 0.093899 | 332.3275 | 114.7722 | 0 | 438.1577 | 437.9615 | 50476.914 | 46.5175 | 50340.855 | 47061.58 | 44960.074 | 0 | 0 | 44744.895 | 734.2426 | 0 | 0 | 0 | 0 | 44744.895 | 734.2426 | 43581.785 | 43363.875
4143 | 2021-06-22 14:00 | 321.2 |  | 136.95 | 22.9187 | 1.8258 | 0.2 | 25.5161 | 321.3694 | 63.682 | 0 |  | 321.2 | 189.215 | 139.2628 | 0.074321 | 189.215 | 139.2628 | 0.065845 | 177.2894 | 132.449 | 0 | 303.5435 | 303.4956 | 34979.387 | 39.734 | 34552.293 | 32994.4 | 31502.836 | 0 | 0 | 31397.926 | 743.2664 | 0 | 0 | 0 | 0 | 31397.926 | 743.2664 | 30489.318 | 30336.8711
4144 | 2021-06-22 15:00 | 183.4333 |  | 95.05 | 22.1028 | 2.2967 | 0.2 | 16.4298 | 310.2913 | 72.7978 | 0 |  | 183.4333 | 92.2169 | 96.9404 | 0.042444 | 92.2169 | 96.9404 | 0.037603 | 81.2036 | 92.1992 | 0 | 169.9347 | 170.0097 | 19594.36 | 31.3226 | 18929.986 | 18547.8 | 17402.033 | 0 | 0 | 17370.744 | 759.1032 | 0 | 0 | 0 | 0 | 17370.744 | 759.1032 | 16472.295 | 16389.9336
4145 | 2021-06-22 16:00 | 55.35 |  | 36.4667 | 20.7979 | 2.3758 | 0.2 | 5.8649 | 301.2995 | 83.4073 | 0 |  | 55.35 | 21.1745 | 37.7809 | 0.012807 | 21.1745 | 37.7809 | 0.011347 | 12.9932 | 35.9365 | 0 | 47.9511 | 47.9255 | 5523.5205 | 23.3876 | 4866.355 | 4885.0576 | 4314.6265 | 0 | 0 | 4312.274 | 740.0535 | 0 | 0 | 0 | 0 | 4312.274 | 740.0535 | 3711.384 | 3692.8271
4146 | 2021-06-22 17:00 | 0 |  | 0 | 19.4787 | 2.1775 | 0.2
4147 | 2021-06-22 18:00 | 0 |  | 0 | 18.6547 | 1.6825 | 0.2
4148 | 2021-06-22 19:00 | 0 |  | 0 | 17.9167 | 0.58083 | 0.2
4149 | 2021-06-22 20:00 | 0 |  | 0 | 17.1787 | 0.37583 | 0.2
4150 | 2021-06-22 21:00 | 0 |  | 0 | 16.4407 | 0.33458 | 0.2
4151 | 2021-06-22 22:00 | 0 |  | 0 | 15.7107 | 0.97167 | 0.2
4152 | 2021-06-22 23:00 | 0 |  | 0 | 15.0206 | 0.91625 | 0.2
4153 | 2021-06-23 | 0 |  | 0 | 14.281 | 0.27917 | 0.2
4154 | 2021-06-23 01:00 | 0 |  | 0 | 13.528 | 0.03792 | 0.2
4155 | 2021-06-23 02:00 | 0 |  | 0 | 12.8195 | 0.09917 | 0.2
4156 | 2021-06-23 03:00 | 0 |  | 0 | 12.3919 | 0.175 | 0.2
4157 | 2021-06-23 04:00 | 0 |  | 0 | 12.0278 | 0.14917 | 0.2
4158 | 2021-06-23 05:00 | 0 |  | 0 | 11.7875 | 0.44583 | 0.2
4159 | 2021-06-23 06:00 | 0 |  | 0 | 11.8879 | 0.97333 | 0.2
4160 | 2021-06-23 07:00 | 59.7167 |  | 39 | 12.9771 | 0.81458 | 0.2 | 6.4026 | 58.3135 | 83.6395 | 0 |  | 59.7167 | 20.5801 | 39.1905 | 0.013818 | 20.5801 | 39.1905 | 0.012242 | 12.3202 | 37.2698 | 0 | 48.5983 | 48.606 | 5601.9624 | 15.7969 | 4930.1875 | 5069.7793 | 4850.4053 | 0 | 0 | 4848.0625 | 758.7736 | 0 | 0 | 0 | 0 | 4848.0625 | 758.7736 | 4196.702 | 4175.7183
4161 | 2021-06-23 08:00 | 189.2 |  | 99.15 | 14.8641 | 0.61375 | 0.2 | 16.9111 | 49.2354 | 73.0294 | 0 |  | 189.2 | 90.356 | 99.8833 | 0.043778 | 90.356 | 99.8833 | 0.038786 | 79.3953 | 94.9906 | 0 | 170.8981 | 170.8949 | 19696.076 | 24.8694 | 19029.01 | 19034.607 | 18150.9 | 0 | 0 | 18119.598 | 774.7008 | 0 | 0 | 0 | 0 | 18119.598 | 774.7008 | 17214.113 | 17128.043
4162 | 2021-06-23 09:00 | 332.35 |  | 134.8833 | 16.8818 | 0.50083 | 0.2 | 25.9118 | 38.0425 | 63.8971 | 0 |  | 332.35 | 198.7998 | 136.1818 | 0.076901 | 198.7998 | 136.1818 | 0.068131 | 186.1456 | 129.5124 | 0 | 309.3449 | 309.2943 | 35648.04 | 35.0833 | 35231.78 | 34162.51 | 32791.562 | 0 | 0 | 32684.74 | 758.5302 | 0 | 0 | 0 | 0 | 32684.74 | 758.5302 | 31756.39 | 31597.6094
4163 | 2021-06-23 10:00 | 405.1 |  | 194.55 | 18.6948 | 0.40083 | 0.2 | 32.6737 | 24.2833 | 56.9684 | 0 |  | 405.1 | 212.5064 | 196.4326 | 0.093734 | 212.5064 | 196.4326 | 0.083045 | 203.6311 | 186.814 | 0 | 382.6362 | 382.6357 | 44098.316 | 41.3151 | 43840.4 | 41691.434 | 40206.62 | 0 | 0 | 40037.453 | 742.251 | 0 | 0 | 0 | 0 | 40037.453 | 742.251 | 38986.156 | 38791.2227
4164 | 2021-06-23 11:00 | 510.25 |  | 145.75 | 20.403 | 0.36125 | 0.2 | 36.3332 | 8.1686 | 53.1215 | 0 |  | 510.25 | 368.8349 | 148.3455 | 0.11806 | 368.8349 | 148.3455 | 0.1046 | 356.5161 | 141.0841 | 0 | 487.6483 | 487.5169 | 56187.953 | 49.2755 | 56160.062 | 52058.613 | 50161.91 | 0 | 0 | 49889.387 | 726.1255 | 0 | 0 | 0 | 0 | 49889.387 | 726.1255 | 48606.92 | 48363.8867
4165 | 2021-06-23 12:00 | 491.4167 |  | 164.35 | 21.6136 | 0.70875 | 0.2 | 36.2479 | 351.0799 | 53.0469 | 0 |  | 491.4167 | 331.9905 | 167.2529 | 0.11371 | 331.9905 | 167.2529 | 0.10074 | 320.9326 | 159.0671 | 0 | 470.3997 | 470.1827 | 54189.93 | 49.0226 | 54124.543 | 50205.44 | 48012.96 | 0 | 0 | 47762.445 | 726.0113 | 0 | 0 | 0 | 0 | 47762.445 | 726.0113 | 46528.965 | 46296.3203
4166 | 2021-06-23 13:00 | 470.0833 |  | 103.0167 | 22.3793 | 1.1838 | 0.2 | 32.4345 | 335.0488 | 56.7752 | 0 |  | 470.0833 | 374.2225 | 105.554 | 0.10877 | 374.2225 | 105.554 | 0.096366 | 358.7138 | 100.39 | 0 | 449.9217 | 450.0623 | 51870.902 | 48.0545 | 51761.13 | 48137.086 | 45925.355 | 0 | 0 | 45689.023 | 719.3036 | 0 | 0 | 0 | 0 | 45689.023 | 719.3036 | 44503.79 | 44281.2695
4167 | 2021-06-23 14:00 | 350.5667 |  | 98.9333 | 22.521 | 1.5967 | 0.2 | 25.5557 | 321.4053 | 63.6423 | 0 |  | 350.5667 | 258.4015 | 101.4285 | 0.081116 | 258.4015 | 101.4285 | 0.071865 | 242.1561 | 96.4673 | 0 | 331.851 | 331.8293 | 38243.906 | 41.0989 | 37876.824 | 36007.277 | 34261.758 | 0 | 0 | 34136.57 | 739.9261 | 0 | 0 | 0 | 0 | 34136.57 | 739.9261 | 33187.6 | 33021.6641
4168 | 2021-06-23 15:00 | 194.8167 |  | 87.7333 | 21.8817 | 1.9725 | 0.2 | 16.4747 | 310.3171 | 72.7528 | 0 |  | 194.8167 | 111.7146 | 89.5588 | 0.045078 | 111.7146 | 89.5588 | 0.039937 | 98.4205 | 85.1788 | 0 | 179.9273 | 179.8914 | 20732.693 | 31.7824 | 20082.336 | 19647.973 | 18551.885 | 0 | 0 | 18515.924 | 755.6178 | 0 | 0 | 0 | 0 | 18515.924 | 755.6178 | 17607.777 | 17519.7383
4169 | 2021-06-23 16:00 | 55 |  | 36.3833 | 20.6543 | 2.15 | 0.2 | 5.9128 | 301.3179 | 83.3592 | 0 |  | 55 | 20.857 | 37.6936 | 0.012726 | 20.857 | 37.6936 | 0.011275 | 12.864 | 35.8534 | 0 | 47.7431 | 47.7183 | 5499.8184 | 23.2595 | 4842.8413 | 4863.017 | 4289.5757 | 0 | 0 | 4287.307 | 738.278 | 0 | 0 | 0 | 0 | 4287.307 | 738.278 | 3688.8994 | 3670.4551
4170 | 2021-06-23 17:00 | 0 |  | 0 | 19.3836 | 2.0742 | 0.2
4171 | 2021-06-23 18:00 | 0 |  | 0 | 18.5789 | 2.2275 | 0.2
4172 | 2021-06-23 19:00 | 0 |  | 0 | 17.8555 | 1.5292 | 0.2
4173 | 2021-06-23 20:00 | 0 |  | 0 | 17.1322 | 1.3758 | 0.2
4174 | 2021-06-23 21:00 | 0 |  | 0 | 16.4089 | 1.1413 | 0.2
4175 | 2021-06-23 22:00 | 0 |  | 0 | 15.6934 | 0.61458 | 0.2
4176 | 2021-06-23 23:00 | 0 |  | 0 | 15.0133 | 0.69833 | 0.2
4177 | 2021-06-24 | 0 |  | 0 | 14.2538 | 1.0312 | 0.2
4178 | 2021-06-24 01:00 | 0 |  | 0 | 13.4649 | 2.0562 | 0.2
4179 | 2021-06-24 02:00 | 0 |  | 0 | 12.72 | 2.3258 | 0.2
4180 | 2021-06-24 03:00 | 0 |  | 0 | 12.2646 | 1.9187 | 0.2
4181 | 2021-06-24 04:00 | 0 |  | 0 | 11.8745 | 1.0421 | 0.2
4182 | 2021-06-24 05:00 | 0 |  | 0 | 11.6122 | 0.96042 | 0.2
4183 | 2021-06-24 06:00 | 0 |  | 0 | 11.7135 | 1.2871 | 0.2
4184 | 2021-06-24 07:00 | 67.4167 |  | 38.1167 | 12.9265 | 1.0517 | 0.2 | 6.3734 | 58.3573 | 83.6691 | 0 |  | 67.4167 | 29.1034 | 38.3067 | 0.015599 | 29.1034 | 38.3067 | 0.01382 | 17.3614 | 36.4293 | 0 | 52.7149 | 52.7216 | 6076.232 | 15.9522 | 5394.6523 | 5545.2905 | 5289.4595 | 0 | 0 | 5286.7036 | 759.9508 | 0 | 0 | 0 | 0 | 5286.7036 | 759.9508 | 4598.0034 | 4575.0137
4185 | 2021-06-24 08:00 | 211.4333 |  | 80.45 | 15.0163 | 1.0242 | 0.2 | 16.8884 | 49.2849 | 73.0528 | 0 |  | 211.4333 | 131.4242 | 81.1666 | 0.048923 | 131.4242 | 81.1666 | 0.043343 | 115.4517 | 77.1907 | 0 | 188.7895 | 188.8004 | 21759.453 | 25.8655 | 21118.168 | 21060.535 | 20358.574 | 0 | 0 | 20318.312 | 769.116 | 0 | 0 | 0 | 0 | 20318.312 | 769.116 | 19407.312 | 19310.2773
4186 | 2021-06-24 09:00 | 331.15 |  | 131.9333 | 16.9609 | 1.1742 | 0.2 | 25.898 | 38.0989 | 63.9117 | 0 |  | 331.15 | 200.5573 | 133.2239 | 0.076623 | 200.5573 | 133.2239 | 0.067885 | 187.7795 | 126.6994 | 0 | 308.1893 | 308.1835 | 35520.023 | 34.5498 | 35101.52 | 34090.62 | 32598.959 | 0 | 0 | 32493.332 | 757.8104 | 0 | 0 | 0 | 0 | 32493.332 | 757.8104 | 31567.832 | 31409.9922
4187 | 2021-06-24 10:00 | 382.3333 |  | 193.4833 | 18.5156 | 1.1396 | 0.2 | 32.6717 | 24.3459 | 56.9712 | 0 |  | 382.3333 | 190.6011 | 194.5913 | 0.088467 | 190.6011 | 194.5913 | 0.078378 | 182.6394 | 185.0617 | 0 | 360.3471 | 360.3168 | 41527.55 | 39.1123 | 41220.656 | 39473.414 | 38003.84 | 0 | 0 | 37857.31 | 748.6993 | 0 | 0 | 0 | 0 | 37857.31 | 748.6993 | 36858.637 | 36674.3398
4188 | 2021-06-24 11:00 | 432.6333 |  | 214.0167 | 19.7637 | 0.97 | 0.2 | 36.3454 | 8.2324 | 53.1102 | 0 |  | 432.6333 | 221.2121 | 215.4838 | 0.10011 | 221.2121 | 215.4838 | 0.088689 | 213.8288 | 204.9326 | 0 | 410.3862 | 410.3599 | 47295.523 | 43.4028 | 47098.92 | 44494.957 | 42519.457 | 0 | 0 | 42330.953 | 741.9837 | 0 | 0 | 0 | 0 | 42330.953 | 741.9837 | 41224.87 | 41018.7461
4189 | 2021-06-24 12:00 | 431.35 |  | 216.8167 | 20.7926 | 2.0838 | 0.2 | 36.2742 | 351.1369 | 53.0211 | 0 |  | 431.35 | 217.7577 | 218.5301 | 0.099808 | 217.7577 | 218.5301 | 0.088426 | 210.5155 | 207.8312 | 0 | 409.9798 | 409.9756 | 47251.03 | 43.2425 | 47053.58 | 44473.023 | 42709.69 | 0 | 0 | 42518.58 | 739.8479 | 0 | 0 | 0 | 0 | 42518.58 | 739.8479 | 41408.035 | 41200.9961
4190 | 2021-06-24 13:00 | 424.9167 |  | 165.4167 | 21.4728 | 1.945 | 0.2 | 32.4721 | 335.0931 | 56.7378 | 0 |  | 424.9167 | 264.55 | 167.9418 | 0.09832 | 264.55 | 167.9418 | 0.087107 | 253.6105 | 159.7229 | 0 | 405.0667 | 405.0343 | 46681.54 | 43.7926 | 46473.188 | 43831.863 | 42171.45 | 0 | 0 | 41982.312 | 736.7759 | 0 | 0 | 0 | 0 | 41982.312 | 736.7759 | 40884.52 | 40680.0938
4191 | 2021-06-24 14:00 | 383.1 |  | 62.6333 | 21.7704 | 3.1967 | 0.2 | 25.6008 | 321.4365 | 63.5972 | 0 |  | 383.1 | 329.0677 | 64.5818 | 0.088644 | 329.0677 | 64.5818 | 0.078535 | 308.4385 | 61.4233 | 0 | 362.4646 | 362.7509 | 41808.35 | 40.6535 | 41508.18 | 39510.78 | 37475.035 | 0 | 0 | 37325.848 | 744.3294 | 0 | 0 | 0 | 0 | 37325.848 | 744.3294 | 36337.742 | 36156.0547
4192 | 2021-06-24 15:00 | 220.65 |  | 59.65 | 21.322 | 2.5067 | 0.2 | 16.5241 | 310.3376 | 72.7034 | 0 |  | 220.65 | 167.9406 | 61.5599 | 0.051055 | 167.9406 | 61.5599 | 0.045233 | 148.0344 | 58.5507 | 0 | 202.4534 | 202.4749 | 23335.89 | 32.1981 | 22722.53 | 22189.994 | 20500.68 | 0 | 0 | 20456.197 | 757.3221 | 0 | 0 | 0 | 0 | 20456.197 | 757.3221 | 19545.604 | 19447.875
4193 | 2021-06-24 16:00 | 61.0667 |  | 35.8167 | 20.1794 | 1.9429 | 0.2 | 5.9646 | 301.3305 | 83.3074 | 0 |  | 61.0667 | 28.2619 | 37.1142 | 0.01413 | 28.2619 | 37.1142 | 0.012519 | 17.5255 | 35.3024 | 0 | 51.7713 | 51.8063 | 5970.9775 | 23.0345 | 5308.9097 | 5332.238 | 4570.4106 | 0 | 0 | 4566.9927 | 666.294 | 0 | 0 | 0 | 82.1996 | 4484.7935 | 681.4798 | 3867.0686 | 3847.733154296875
4194 | 2021-06-24 17:00 | 0 |  | 0 | 18.937 | 1.1679 | 0.2
4195 | 2021-06-24 18:00 | 0 |  | 0 | 18.1263 | 0.70333 | 0.2
4196 | 2021-06-24 19:00 | 0 |  | 0 | 17.392 | 0.4 | 0.2
4197 | 2021-06-24 20:00 | 0 |  | 0 | 16.6578 | 0.63625 | 0.2
4198 | 2021-06-24 21:00 | 0 |  | 0 | 15.9341 | 0.66125 | 0.2
4199 | 2021-06-24 22:00 | 0 |  | 0 | 15.257 | 0.9 | 0.2
4200 | 2021-06-24 23:00 | 0 |  | 0 | 14.4822 | 0.7 | 0.2
4201 | 2021-06-25 | 0 |  | 0 | 13.7595 | 0.9725 | 0.2
4202 | 2021-06-25 01:00 | 0 |  | 0 | 13.0579 | 1.2708 | 0.2
4203 | 2021-06-25 02:00 | 0 |  | 0 | 12.4007 | 1.8242 | 0.2
4204 | 2021-06-25 03:00 | 0 |  | 0 | 12.0104 | 1.3929 | 0.2
4205 | 2021-06-25 04:00 | 0 |  | 0 | 11.6805 | 0.76625 | 0.2
4206 | 2021-06-25 05:00 | 0 |  | 0 | 11.4683 | 0.56208 | 0.2
4207 | 2021-06-25 06:00 | 0 |  | 0 | 11.6188 | 0.77333 | 0.2
4208 | 2021-06-25 07:00 | 73.25 |  | 37.4 | 12.987 | 0.97167 | 0.2 | 6.3487 | 58.4065 | 83.6945 | 0 |  | 73.25 | 35.605 | 37.7295 | 0.016949 | 35.605 | 37.7295 | 0.015016 | 21.175 | 35.8805 | 0 | 55.9144 | 55.9224 | 6445.1606 | 16.2082 | 5756.9272 | 5912.8047 | 5621.5464 | 0 | 0 | 5618.4575 | 763.1308 | 0 | 0 | 0 | 0 | 5618.4575 | 763.1308 | 4903.897 | 4879.3774
4209 | 2021-06-25 08:00 | 232.25 |  | 54.6333 | 15.3583 | 1.4854 | 0.2 | 16.8708 | 49.3393 | 73.0711 | 0 |  | 232.25 | 178.208 | 55.6321 | 0.053739 | 178.208 | 55.6321 | 0.047611 | 156.5173 | 52.9073 | 0 | 205.2361 | 205.2442 | 23655 | 26.9074 | 23039.838 | 22905.164 | 22142.188 | 0 | 0 | 22094.52 | 768.9777 | 0 | 0 | 0 | 0 | 22094.52 | 768.9777 | 21195.557 | 21089.5781
4210 | 2021-06-25 09:00 | 390.2667 |  | 58.5833 | 17.7829 | 1.4017 | 0.2 | 25.8899 | 38.1594 | 63.9205 | 0 |  | 390.2667 | 333.9069 | 59.8197 | 0.090302 | 333.9069 | 59.8197 | 0.080004 | 312.6212 | 56.8903 | 0 | 362.1212 | 362.0968 | 41732.715 | 38.236 | 41429.703 | 39784.258 | 38360.96 | 0 | 0 | 38211.164 | 750.0032 | 0 | 0 | 0 | 0 | 38211.164 | 750.0032 | 37203.91 | 37017.8906
4211 | 2021-06-25 10:00 | 504.1333 |  | 69.05 | 20.0823 | 1.2742 | 0.2 | 32.6761 | 24.4112 | 56.9677 | 0 |  | 504.1333 | 439.1076 | 70.4882 | 0.11665 | 439.1076 | 70.4882 | 0.10335 | 420.7693 | 67.037 | 0 | 478.0501 | 478.0186 | 55093.207 | 47.2404 | 55045.09 | 51370.668 | 49779.188 | 0 | 0 | 49511.875 | 725.9987 | 0 | 0 | 0 | 0 | 49511.875 | 725.9987 | 48238.066 | 47996.8789
4212 | 2021-06-25 11:00 | 563.4334 |  | 89.0333 | 21.9361 | 1.5483 | 0.2 | 36.3643 | 8.2969 | 53.092 | 0 |  | 563.4334 | 480.0208 | 91.0598 | 0.13037 | 480.0208 | 91.0598 | 0.1155 | 464.0162 | 86.6028 | 0 | 539.6067 | 539.4757 | 62175.89 | 52.2059 | 62255.605 | 57155.934 | 55010.992 | 0 | 0 | 54674.195 | 715.3885 | 0 | 0 | 0 | 0 | 54674.195 | 715.3885 | 53283.38 | 53016.9609
4213 | 2021-06-25 12:00 | 565.1167 |  | 73.1 | 23.1502 | 1.5154 | 0.2 | 36.3071 | 351.1921 | 52.9886 | 0 |  | 565.1167 | 499.3976 | 74.7551 | 0.13076 | 499.3976 | 74.7551 | 0.11585 | 482.82 | 71.0961 | 0 | 542.8377 | 542.882 | 62569.58 | 53.6567 | 62654.316 | 57221.92 | 54521.043 | 0 | 0 | 54189.023 | 717.5515 | 0 | 0 | 0 | 0 | 54189.023 | 717.5515 | 52809.08 | 52545.0312
4214 | 2021-06-25 13:00 | 497.8 |  | 74.8667 | 23.955 | 1.1958 | 0.2 | 32.5157 | 335.1337 | 56.6943 | 0 |  | 497.8 | 431.1474 | 76.95 | 0.11518 | 431.1474 | 76.95 | 0.10205 | 413.3644 | 73.1855 | 0 | 476.8188 | 476.6711 | 54937.23 | 51.1333 | 54884.82 | 50530.617 | 48272.254 | 0 | 0 | 48012.973 | 717.9336 | 0 | 0 | 0 | 0 | 48012.973 | 717.9336 | 46773.695 | 46539.8281
4215 | 2021-06-25 14:00 | 376.9833 |  | 73.6167 | 24.045 | 2.4167 | 0.2 | 25.6511 | 321.4628 | 63.5469 | 0 |  | 376.9833 | 311.4893 | 75.7404 | 0.087229 | 311.4893 | 75.7404 | 0.077281 | 292.024 | 72.0358 | 0 | 356.7786 | 356.4597 | 41083.793 | 43.271 | 40769.695 | 38488.11 | 36310.184 | 0 | 0 | 36166.01 | 730.8012 | 0 | 0 | 0 | 0 | 36166.01 | 730.8012 | 35191.16 | 35015.2031
4216 | 2021-06-25 15:00 | 222.1833 |  | 58.5167 | 23.2154 | 2.9942 | 0.2 | 16.578 | 310.3526 | 72.6495 | 0 |  | 222.1833 | 170.6973 | 60.4092 | 0.05141 | 170.6973 | 60.4092 | 0.045547 | 150.5509 | 57.4563 | 0 | 203.8471 | 203.7537 | 23482.84 | 33.92 | 22871.38 | 22216.26 | 20545.65 | 0 | 0 | 20499.977 | 748.8719 | 0 | 0 | 0 | 0 | 20499.977 | 748.8719 | 19589.531 | 19491.584
4217 | 2021-06-25 16:00 | 67.4 |  | 36.0833 | 21.9197 | 3.6404 | 0.2 | 6.02 | 301.3373 | 83.2519 | 0 |  | 67.4 | 35.017 | 37.4368 | 0.015595 | 35.017 | 37.4368 | 0.013817 | 21.8376 | 35.6087 | 0 | 56.2974 | 56.1766 | 6474.5874 | 24.7855 | 5805.9536 | 5800.876 | 4965.0205 | 0 | 0 | 4960.9453 | 661.9662 | 0 | 0 | 0 | 105.4144 | 4855.531 | 679.1005 | 4203.5044 | 4182.4868
4218 | 2021-06-25 17:00 | 0 |  | 0 | 20.4679 | 2.3117 | 0.2
4219 | 2021-06-25 18:00 | 0 |  | 0 | 19.4461 | 1.2083 | 0.2
4220 | 2021-06-25 19:00 | 0 |  | 0 | 18.5037 | 0.34125 | 0.2
4221 | 2021-06-25 20:00 | 0 |  | 0 | 17.5612 | 0.29917 | 0.2
4222 | 2021-06-25 21:00 | 0 |  | 0 | 16.6188 | 0.39917 | 0.2
4223 | 2021-06-25 22:00 | 0 |  | 0 | 15.6815 | 0.45083 | 0.2
4224 | 2021-06-25 23:00 | 0 |  | 0 | 14.7529 | 0.26292 | 0.2
4225 | 2021-06-26 | 0 |  | 0 | 13.6811 | 0.43458 | 0.2
4226 | 2021-06-26 01:00 | 0 |  | 0 | 12.5545 | 0.92 | 0.2
4227 | 2021-06-26 02:00 | 0 |  | 0 | 11.4887 | 1.5821 | 0.2
4228 | 2021-06-26 03:00 | 0 |  | 0 | 10.8323 | 2.0258 | 0.2
4229 | 2021-06-26 04:00 | 0 |  | 0 | 10.2685 | 1.4067 | 0.2
4230 | 2021-06-26 05:00 | 0 |  | 0 | 9.8853 | 0.7275 | 0.2
4231 | 2021-06-26 06:00 | 0 |  | 0 | 9.9563 | 0.73792 | 0.2
4232 | 2021-06-26 07:00 | 71.45 |  | 37.3167 | 11.1737 | 0.58708 | 0.2 | 6.3283 | 58.461 | 83.7156 | 0 |  | 71.45 | 33.8954 | 37.644 | 0.016533 | 33.8954 | 37.644 | 0.014647 | 20.1068 | 35.7993 | 0 | 54.788 | 54.8134 | 6317.3203 | 14.3867 | 5631.3564 | 5815.357 | 5582.0815 | 0 | 0 | 5579.0195 | 763.7409 | 0 | 0 | 0 | 0 | 5579.0195 | 763.7409 | 4867.426 | 4843.0884
4233 | 2021-06-26 08:00 | 223.9167 |  | 63.3667 | 13.3158 | 0.88458 | 0.2 | 16.8582 | 49.3984 | 73.0845 | 0 |  | 223.9167 | 161.0776 | 64.3357 | 0.051811 | 161.0776 | 64.3357 | 0.045902 | 141.4508 | 61.1844 | 0 | 198.5825 | 198.5978 | 22888.766 | 24.8007 | 22262.812 | 22274.209 | 21433.908 | 0 | 0 | 21390.078 | 774.7837 | 0 | 0 | 3.3213 | 0 | 21386.756 | 773.8448 | 20481.229 | 20378.8223
4234 | 2021-06-26 09:00 | 385.6833 |  | 62.9333 | 15.6766 | 1.1854 | 0.2 | 25.8877 | 38.224 | 63.9237 | 0 |  | 385.6833 | 324.9039 | 64.2808 | 0.089242 | 324.9039 | 64.2808 | 0.079064 | 304.188 | 61.1332 | 0 | 358.0149 | 358.0737 | 41268.8 | 36.1025 | 40957.047 | 39592.254 | 37734.67 | 0 | 0 | 37591.707 | 755.4786 | 0 | 0 | 0 | 0 | 37591.707 | 755.4786 | 36599.477 | 36416.4805
4235 | 2021-06-26 10:00 | 496.8833 |  | 78.9 | 17.804 | 1.4467 | 0.2 | 32.687 | 24.4791 | 56.9577 | 0 |  | 496.8833 | 421.8383 | 80.6299 | 0.11497 | 421.8383 | 80.6299 | 0.10186 | 404.2315 | 76.6826 | 0 | 471.2959 | 471.2994 | 54317.156 | 44.371 | 54254.453 | 51105.848 | 49358.574 | 0 | 0 | 49100.74 | 733.1819 | 0 | 0 | 0 | 0 | 49100.74 | 733.1819 | 47836.38 | 47597.1953
4236 | 2021-06-26 11:00 | 559.4167 |  | 77.9333 | 19.5444 | 2.0675 | 0.2 | 36.39 | 8.3619 | 53.067 | 0 |  | 559.4167 | 487.1747 | 79.5503 | 0.12944 | 487.1747 | 79.5503 | 0.11468 | 470.9553 | 75.6559 | 0 | 535.6789 | 535.4817 | 61717.742 | 48.8886 | 61789.406 | 57355.234 | 54861.156 | 0 | 0 | 54538.68 | 728.2144 | 0 | 0 | 0 | 0 | 54538.68 | 728.2144 | 53150.9 | 52885.1445
4237 | 2021-06-26 12:00 | 550.7833 |  | 87.2667 | 20.7503 | 3.1175 | 0.2 | 36.3467 | 351.2456 | 52.9495 | 0 |  | 550.7833 | 470.4549 | 89.4198 | 0.12744 | 470.4549 | 89.4198 | 0.11291 | 454.8735 | 85.044 | 0 | 529.1192 | 528.9783 | 60966.723 | 48.3858 | 61024.36 | 56728.44 | 54343.555 | 0 | 0 | 54023.22 | 727.5945 | 0 | 0 | 0 | 0 | 54023.22 | 727.5945 | 52646.992 | 52383.7578
4238 | 2021-06-26 13:00 | 486.2667 |  | 97.45 | 21.3842 | 3.6138 | 0.2 | 32.5654 | 335.1707 | 56.6447 | 0 |  | 486.2667 | 396.3511 | 99.8334 | 0.11252 | 396.3511 | 99.8334 | 0.099684 | 380.0509 | 94.9487 | 0 | 465.4996 | 465.5689 | 53656.44 | 45.164 | 53580.105 | 50311.887 | 48438.918 | 0 | 0 | 48184.117 | 731.9274 | 0 | 0 | 0 | 0 | 48184.117 | 731.9274 | 46940.883 | 46706.1797
4239 | 2021-06-26 14:00 | 376.4333 |  | 69.6 | 21.4256 | 2.98 | 0.2 | 25.7066 | 321.4842 | 63.4913 | 0 |  | 376.4333 | 315.0269 | 71.665 | 0.087101 | 315.0269 | 71.665 | 0.077168 | 295.4094 | 68.1598 | 0 | 356.2979 | 356.3384 | 41068.72 | 40.1586 | 40754.527 | 38856.66 | 36593.527 | 0 | 0 | 36454.91 | 750.6827 | 0 | 0 | 0 | 0 | 36454.91 | 750.6827 | 35476.652 | 35299.2656
4240 | 2021-06-26 15:00 | 222.5333 |  | 59.4833 | 20.6976 | 2.6387 | 0.2 | 16.6362 | 310.3621 | 72.5912 | 0 |  | 222.5333 | 170.0272 | 61.3909 | 0.051491 | 170.0272 | 61.3909 | 0.045619 | 150.0525 | 58.39 | 0 | 204.2736 | 203.9667 | 23507.494 | 31.5881 | 22895.938 | 22405.447 | 20823.166 | 0 | 0 | 20777.559 | 756.9646 | 0 | 0 | 0 | 0 | 20777.559 | 756.9646 | 19868.258 | 19768.916
4241 | 2021-06-26 16:00 | 68.0833 |  | 36.75 | 19.3559 | 2.455 | 0.2 | 6.0791 | 301.3382 | 83.1929 | 0 |  | 68.0833 | 34.9987 | 38.1026 | 0.015754 | 34.9987 | 38.1026 | 0.013957 | 21.9551 | 36.2419 | 0 | 57.0331 | 56.8297 | 6549.988 | 22.4157 | 5879.041 | 5916.039 | 5036.602 | 0 | 0 | 5032.443 | 666.1503 | 0 | 0 | 0 | 82.3046 | 4950.138 | 682.6432 | 4289.7686 | 4268.3198
4242 | 2021-06-26 17:00 | 0 |  | 0 | 17.9446 | 1.4463 | 0.2
4243 | 2021-06-26 18:00 | 0 |  | 0 | 17.041 | 0.60417 | 0.2
4244 | 2021-06-26 19:00 | 0 |  | 0 | 16.227 | 0.4975 | 0.2
4245 | 2021-06-26 20:00 | 0 |  | 0 | 15.4164 | 1.07 | 0.2
4246 | 2021-06-26 21:00 | 0 |  | 0 | 14.6144 | 1.5837 | 0.2
4247 | 2021-06-26 22:00 | 0 |  | 0 | 13.7338 | 1.7913 | 0.2
4248 | 2021-06-26 23:00 | 0 |  | 0 | 12.8622 | 0.85583 | 0.2
4249 | 2021-06-27 | 0 |  | 0 | 12.1348 | 0.56458 | 0.2
4250 | 2021-06-27 01:00 | 0 |  | 0 | 11.4261 | 0.31208 | 0.2
4251 | 2021-06-27 02:00 | 0 |  | 0 | 10.7587 | 0.69583 | 0.2
4252 | 2021-06-27 03:00 | 0 |  | 0 | 10.3543 | 1.0992 | 0.2
4253 | 2021-06-27 04:00 | 0 |  | 0 | 10.0094 | 0.84208 | 0.2
4254 | 2021-06-27 05:00 | 0 |  | 0 | 9.7806 | 0.20333 | 0.2
4255 | 2021-06-27 06:00 | 0 |  | 0 | 9.9085 | 0.11208 | 0.2
4256 | 2021-06-27 07:00 | 76.5167 |  | 44.1833 | 11.2345 | 0.21125 | 0.2 | 6.3125 | 58.5206 | 83.7322 | 0 |  | 76.5167 | 32.1033 | 44.3491 | 0.017705 | 32.1033 | 44.3491 | 0.015686 | 19.0049 | 42.1756 | 0 | 59.9569 | 59.9452 | 6908.662 | 14.809 | 6212.761 | 6407.932 | 6086.9404 | 0 | 0 | 6083.382 | 768.9609 | 0 | 0 | 0 | 0 | 6083.382 | 768.9609 | 5336.029 | 5309.3491
4257 | 2021-06-27 08:00 | 246 |  | 66.2333 | 13.5572 | 0.495 | 0.2 | 16.8507 | 49.4622 | 73.0928 | 0 |  | 246 | 180.3487 | 67.2157 | 0.056921 | 180.3487 | 67.2157 | 0.05043 | 158.3589 | 63.9233 | 0 | 217.8366 | 217.8471 | 25107.818 | 26.3806 | 24514.021 | 24408.973 | 23507.361 | 0 | 0 | 23454.271 | 770.4941 | 0 | 0 | 2.804 | 0 | 23451.469 | 769.7527 | 22571.63 | 22458.7734
4258 | 2021-06-27 09:00 | 386.35 |  | 63.0667 | 15.8937 | 1.4883 | 0.2 | 25.8912 | 38.2924 | 63.921 | 0 |  | 386.35 | 325.4298 | 64.4147 | 0.089396 | 325.4298 | 64.4147 | 0.079201 | 304.6839 | 61.2606 | 0 | 358.6256 | 358.6443 | 41334.242 | 36.0721 | 41023.68 | 39662.242 | 38110.918 | 0 | 0 | 37966.055 | 756.3534 | 0 | 0 | 0 | 0 | 37966.055 | 756.3534 | 36964.742 | 36779.918
4259 | 2021-06-27 10:00 | 503.9 |  | 85.6333 | 17.9248 | 2.9917 | 0.2 | 32.7043 | 24.5497 | 56.9413 | 0 |  | 503.9 | 422.1114 | 87.4374 | 0.1166 | 422.1114 | 87.4374 | 0.1033 | 404.5104 | 83.1567 | 0 | 477.9138 | 477.8577 | 55074.516 | 43.0329 | 55026.027 | 52056.75 | 50322.504 | 0 | 0 | 50057.527 | 739.5291 | 0 | 0 | 0 | 0 | 50057.527 | 739.5291 | 48771.21 | 48527.3555
4260 | 2021-06-27 11:00 | 441.5167 |  | 216.6 | 19.0927 | 3.4225 | 0.2 | 36.4226 | 8.4275 | 53.0353 | 0 |  | 441.5167 | 227.5682 | 218.0754 | 0.10216 | 227.5682 | 218.0754 | 0.09051 | 220.0058 | 207.3973 | 0 | 418.8551 | 418.7881 | 48266.496 | 40.67 | 48088.508 | 45833.805 | 44479.094 | 0 | 0 | 44274.66 | 742.7336 | 0 | 0 | 0 | 0 | 44274.66 | 742.7336 | 43122.605 | 42906.9922
4261 | 2021-06-27 12:00 | 427.3167 |  | 193.65 | 19.799 | 3.555 | 0.2 | 36.3929 | 351.2972 | 52.9037 | 0 |  | 427.3167 | 237.1559 | 196.2169 | 0.098875 | 237.1559 | 196.2169 | 0.087599 | 229.3222 | 186.6123 | 0 | 407.6159 | 407.6065 | 46978.402 | 40.6739 | 46775.72 | 44573.78 | 42589.59 | 0 | 0 | 42403.5 | 748.1632 | 0 | 0 | 0 | 0 | 42403.5 | 748.1632 | 41295.69 | 41089.2148
4262 | 2021-06-27 13:00 | 383.4333 |  | 211.9333 | 20.109 | 2.2738 | 0.2 | 32.6211 | 335.2038 | 56.5891 | 0 |  | 383.4333 | 174.815 | 213.8011 | 0.088721 | 174.815 | 213.8011 | 0.078603 | 167.6491 | 203.3352 | 0 | 363.5646 | 363.5549 | 41901.035 | 39.8456 | 41601.457 | 39737.996 | 38418.734 | 0 | 0 | 38265.01 | 743.3411 | 0 | 0 | 0 | 0 | 38265.01 | 743.3411 | 37256.453 | 37070.1719
4263 | 2021-06-27 14:00 | 257.5 |  | 157.55 | 19.7843 | 1.3267 | 0.2 | 25.7673 | 321.5006 | 63.4306 | 0 |  | 257.5 | 102.6112 | 159.1614 | 0.059582 | 102.6112 | 159.1614 | 0.052787 | 96.2458 | 151.3715 | 0 | 242.665 | 242.5754 | 27957.432 | 33.533 | 27408.988 | 26691.729 | 25647.818 | 0 | 0 | 25581.94 | 758.9014 | 0 | 0 | 0 | 0 | 25581.94 | 758.9014 | 24726.385 | 24602.752
4264 | 2021-06-27 15:00 | 130.6833 |  | 116.4167 | 18.7893 | 1.8062 | 0.2 | 16.6987 | 310.3661 | 72.5287 | 0 |  | 130.6833 | 14.8746 | 117.5066 | 0.030238 | 14.8746 | 117.5066 | 0.02679 | 13.1358 | 111.751 | 0 | 122.3891 | 122.3724 | 14103.648 | 25.5754 | 13386.809 | 13362.392 | 12810.591 | 0 | 0 | 12794.3545 | 762.1372 | 0 | 0 | 0 | 0 | 12794.3545 | 762.1372 | 11995.828 | 11935.8496
4265 | 2021-06-27 16:00 | 36.55 |  | 34.7833 | 17.4346 | 2.6658 | 0.2 | 6.1418 | 301.3333 | 83.1303 | 0 |  | 36.55 | 1.9712 | 34.7327 | 0.0084572 | 1.9712 | 34.7327 | 0.0074927 | 1.2441 | 33.0299 | 0 | 33.5885 | 33.5879 | 3871.0952 | 19.2258 | 3249.761 | 3306.9392 | 3183.9778 | 0 | 0 | 3182.8945 | 730.7648 | 0 | 0 | 0 | 0 | 3182.8945 | 730.7648 | 2705.903 | 2692.3735
4266 | 2021-06-27 17:00 | 0 |  | 0 | 15.8342 | 3.65 | 0.2
4267 | 2021-06-27 18:00 | 0 |  | 0 | 15.6672 | 2.5875 | 0.2
4268 | 2021-06-27 19:00 | 0 |  | 0 | 15.1722 | 1.11 | 0.2
4269 | 2021-06-27 20:00 | 0 |  | 0 | 14.3251 | 0.42417 | 0.2
4270 | 2021-06-27 21:00 | 0 |  | 0 | 13.7432 | 1.0708 | 0.2
4271 | 2021-06-27 22:00 | 0 |  | 0 | 13.2297 | 1.1879 | 0.2
4272 | 2021-06-27 23:00 | 0 |  | 0 | 12.6033 | 1.1008 | 0.2
4273 | 2021-06-28 | 0 |  | 0 | 11.9361 | 1.0129 | 0.2
4274 | 2021-06-28 01:00 | 0 |  | 0 | 11.3531 | 1.0725 | 0.2
4275 | 2021-06-28 02:00 | 0 |  | 0 | 10.7801 | 1.45 | 0.2
4276 | 2021-06-28 03:00 | 0 |  | 0 | 10.4354 | 1.0775 | 0.2
4277 | 2021-06-28 04:00 | 0 |  | 0 | 10.1441 | 0.98792 | 0.2
4278 | 2021-06-28 05:00 | 0 |  | 0 | 9.957 | 0.9975 | 0.2
4279 | 2021-06-28 06:00 | 0 |  | 0 | 10.0961 | 1.6304 | 0.2
4280 | 2021-06-28 07:00 | 70.0333 |  | 34.85 | 11.3587 | 2.5433 | 0.2 | 6.3012 | 58.5854 | 83.7444 | 0 |  | 70.0333 | 34.9277 | 35.1773 | 0.016205 | 34.9277 | 35.1773 | 0.014357 | 20.6459 | 33.4534 | 0 | 53.0172 | 53.0364 | 6112.6147 | 14.2028 | 5430.6284 | 5611.0005 | 5304.716 | 0 | 0 | 5301.977 | 765.5642 | 0 | 0 | 0 | 0 | 5301.977 | 765.5642 | 4612.041 | 4588.981
4281 | 2021-06-28 08:00 | 226.05 |  | 59.6167 | 13.5654 | 3.3279 | 0.2 | 16.8485 | 49.5306 | 73.0961 | 0 |  | 226.05 | 166.9632 | 60.5595 | 0.052305 | 166.9632 | 60.5595 | 0.04634 | 146.6002 | 57.5932 | 0 | 200.1095 | 200.1051 | 23061.41 | 23.9199 | 22437.834 | 22508.977 | 21691.596 | 0 | 0 | 21647.121 | 777.3434 | 0 | 0 | 0.55639 | 0 | 21646.564 | 776.0117 | 20743.176 | 20639.459
4282 | 2021-06-28 09:00 | 339.4833 |  | 121.9 | 15.6043 | 4.5233 | 0.2 | 25.9007 | 38.3647 | 63.9126 | 0 |  | 339.4833 | 219.0196 | 123.1561 | 0.078552 | 219.0196 | 123.1561 | 0.069593 | 205.0648 | 117.1247 | 0 | 315.7458 | 315.7491 | 36390.945 | 31.0779 | 35988.24 | 35333.1 | 33736.453 | 0 | 0 | 33626.79 | 769.8638 | 0 | 0 | 0 | 0 | 33626.79 | 769.8638 | 32684.86 | 32521.4355
4283 | 2021-06-28 10:00 | 374.5 |  | 190.8833 | 17.0912 | 3.6833 | 0.2 | 32.7281 | 24.6227 | 56.9186 | 0 |  | 374.5 | 185.2982 | 191.9761 | 0.086654 | 185.2982 | 191.9761 | 0.076772 | 177.5822 | 182.5746 | 0 | 352.9536 | 352.9395 | 40677.645 | 35.0613 | 40354.688 | 39138.465 | 37643.848 | 0 | 0 | 37504.152 | 760.4933 | 0 | 0 | 0 | 0 | 37504.152 | 760.4933 | 36514.05 | 36331.4805
4284 | 2021-06-28 11:00 | 399.9833 |  | 230.8833 | 18.271 | 2.8575 | 0.2 | 36.4619 | 8.4935 | 52.9967 | 0 |  | 399.9833 | 171.0876 | 232.4232 | 0.092551 | 171.0876 | 232.4232 | 0.081996 | 165.4149 | 221.0425 | 0 | 378.7283 | 378.649 | 43640.25 | 38.2882 | 43373.566 | 41645.977 | 40076.78 | 0 | 0 | 39913.945 | 750.8247 | 0 | 0 | 0 | 0 | 39913.945 | 750.8247 | 38865.613 | 38671.2852
4285 | 2021-06-28 12:00 | 512.05 |  | 144.6667 | 19.4703 | 1.9179 | 0.2 | 36.4457 | 351.3469 | 52.8513 | 0 |  | 512.05 | 372.8545 | 147.4872 | 0.11848 | 372.8545 | 147.4872 | 0.10497 | 360.5759 | 140.2692 | 0 | 490.8282 | 490.6005 | 56543.45 | 46.5386 | 56521.61 | 52857.004 | 50680.477 | 0 | 0 | 50406.535 | 733.3439 | 0 | 0 | 0 | 0 | 50406.535 | 733.3439 | 49112.234 | 48866.6719
4286 | 2021-06-28 13:00 | 410.3167 |  | 169.2667 | 19.7112 | 1.7829 | 0.2 | 32.6828 | 335.2331 | 56.5275 | 0 |  | 410.3167 | 245.6966 | 171.8156 | 0.094942 | 245.6966 | 171.8156 | 0.084114 | 235.6615 | 163.4071 | 0 | 391.0872 | 391.066 | 45071.45 | 41.4208 | 44832.33 | 42606.875 | 41031.73 | 0 | 0 | 40856.203 | 741.973 | 0 | 0 | 0 | 0 | 40856.203 | 741.973 | 39785.277 | 39586.3516
4287 | 2021-06-28 14:00 | 208.8833 |  | 179.5 | 18.0968 | 3.0825 | 0.2 | 25.8331 | 321.5121 | 63.3648 | 0 |  | 208.8833 | 30.1632 | 181.3578 | 0.048333 | 30.1632 | 181.3578 | 0.042821 | 28.2998 | 172.4752 | 0 | 196.7595 | 196.7906 | 22680.535 | 28.3941 | 22051.898 | 21821.914 | 20785.46 | 0 | 0 | 20743.754 | 769.7728 | 0 | 0 | 0 | 0 | 20743.754 | 769.7728 | 19834.295 | 19735.123
4288 | 2021-06-28 15:00 | 166.0833 |  | 96.65 | 18.5285 | 5.3167 | 0.2 | 16.7655 | 310.3645 | 72.4619 | 0 |  | 166.0833 | 72.3789 | 97.8734 | 0.038429 | 72.3789 | 97.8734 | 0.034047 | 63.9625 | 93.0845 | 0 | 153.906 | 153.9492 | 17742.648 | 25.8054 | 17056.998 | 17007.715 | 16045.302 | 0 | 0 | 16019.51 | 769.9395 | 0 | 0 | -0.13856 | 0 | 16019.648 | 769.816 | 15140.5205 | 15064.8184
4289 | 2021-06-28 16:00 | 65.0833 |  | 37.4167 | 17.7167 | 4.9558 | 0.2 | 6.2079 | 301.3225 | 83.0643 | 0 |  | 65.0833 | 30.8338 | 38.728 | 0.015059 | 30.8338 | 38.728 | 0.013342 | 19.5829 | 36.8371 | 0 | 55.2916 | 55.2526 | 6368.2344 | 20.3717 | 5698.0864 | 5771.751 | 4954.8926 | 0 | 0 | 4951.0347 | 671.7698 | 0 | 0 | 0 | 46.9575 | 4904.077 | 684.307 | 4247.7485 | 4226.5098
4290 | 2021-06-28 17:00 | 0 |  | 0 | 16.1411 | 4.4646 | 0.2
4291 | 2021-06-28 18:00 | 0 |  | 0 | 15.1587 | 4.4604 | 0.2
4292 | 2021-06-28 19:00 | 0 |  | 0 | 15.0349 | 4.6783 | 0.2
4293 | 2021-06-28 20:00 | 0 |  | 0 | 14.5958 | 3.5987 | 0.2
4294 | 2021-06-28 21:00 | 0 |  | 0 | 13.608 | 2.2479 | 0.2
4295 | 2021-06-28 22:00 | 0 |  | 0 | 12.5578 | 1.23 | 0.2
4296 | 2021-06-28 23:00 | 0 |  | 0 | 11.1105 | 1.025 | 0.2
4297 | 2021-06-29 | 0 |  | 0 | 11.3975 | 1.2683 | 0.2
4298 | 2021-06-29 01:00 | 0 |  | 0 | 10.781 | 2.2371 | 0.2
4299 | 2021-06-29 02:00 | 0 |  | 0 | 9.9968 | 1.4292 | 0.2
4300 | 2021-06-29 03:00 | 0 |  | 0 | 9.5179 | 1.4758 | 0.2
4301 | 2021-06-29 04:00 | 0 |  | 0 | 9.1081 | 1.0413 | 0.2
4302 | 2021-06-29 05:00 | 0 |  | 0 | 8.833 | 0.73875 | 0.2
4303 | 2021-06-29 06:00 | 0 |  | 0 | 8.9302 | 0.67583 | 0.2
4304 | 2021-06-29 07:00 | 66.1667 |  | 36.0333 | 10.0703 | 0.56208 | 0.2 | 6.2944 | 58.6552 | 83.7521 | 0 |  | 66.1667 | 29.9096 | 36.2172 | 0.01531 | 29.9096 | 36.2172 | 0.013564 | 17.6628 | 34.4423 | 0 | 51.063 | 51.0464 | 5883.119 | 13.0659 | 5205.41 | 5396.227 | 5138.075 | 0 | 0 | 5135.517 | 767.2704 | 0 | 0 | 0 | 0 | 5135.517 | 767.2704 | 4459.2817 | 4436.9854
4305 | 2021-06-29 08:00 | 177.35 |  | 99.5833 | 11.8363 | 0.93042 | 0.2 | 16.8514 | 49.6036 | 73.0941 | 0 |  | 177.35 | 78.0096 | 99.9079 | 0.041036 | 78.0096 | 99.9079 | 0.036356 | 68.497 | 95.0136 | 0 | 160.2404 | 160.2422 | 18468.521 | 21.0838 | 17787.709 | 17997.998 | 17099.229 | 0 | 0 | 17071.857 | 783.8032 | 0 | 0 | 8.0804 | 0 | 17063.777 | 781.7041 | 16168.969 | 16088.124
4306 | 2021-06-29 09:00 | 306.3 |  | 153 | 13.8835 | 2.2367 | 0.2 | 25.916 | 38.4408 | 63.8984 | 0 |  | 306.3 | 154.3054 | 153.693 | 0.070874 | 154.3054 | 153.693 | 0.062791 | 144.4828 | 146.1652 | 0 | 284.8351 | 284.8076 | 32825.06 | 29.3712 | 32358.264 | 31932.533 | 30633.207 | 0 | 0 | 30543.46 | 771.3025 | 0 | 0 | 0 | 0 | 30543.46 | 771.3025 | 29640.781 | 29492.5781
4307 | 2021-06-29 10:00 | 412.2167 |  | 187.15 | 15.7401 | 3.8763 | 0.2 | 32.7584 | 24.6982 | 56.8893 | 0 |  | 412.2167 | 227.1193 | 189.0182 | 0.095381 | 227.1193 | 189.0182 | 0.084504 | 217.6781 | 179.7627 | 0 | 389.4919 | 389.4259 | 44883.125 | 35.3945 | 44640.21 | 43254.69 | 41767.273 | 0 | 0 | 41591.65 | 756.579 | 0 | 0 | 0 | 0 | 41591.65 | 756.579 | 40503.156 | 40300.6406
4308 | 2021-06-29 11:00 | 414.4833 |  | 246.9333 | 17.0718 | 4.675 | 0.2 | 36.508 | 8.5599 | 52.9515 | 0 |  | 414.4833 | 169.513 | 248.5408 | 0.095906 | 169.513 | 248.5408 | 0.084968 | 163.9073 | 236.371 | 0 | 392.2727 | 392.2075 | 45203.812 | 36.1601 | 44967.043 | 43465.734 | 41922.527 | 0 | 0 | 41747.09 | 756.5762 | 0 | 0 | 0 | 0 | 41747.09 | 756.5762 | 40654.895 | 40451.6211
4309 | 2021-06-29 12:00 | 471.8667 |  | 185.9333 | 18.1847 | 3.8504 | 0.2 | 36.5052 | 351.3945 | 52.7922 | 0 |  | 471.8667 | 290.179 | 188.4635 | 0.10918 | 290.179 | 188.4635 | 0.096732 | 280.6557 | 179.2386 | 0 | 450.6964 | 450.7799 | 51954.58 | 40.9624 | 51846.82 | 49363.715 | 47180.562 | 0 | 0 | 46951.605 | 747.1287 | 0 | 0 | 0 | 0 | 46951.605 | 747.1287 | 45736.934 | 45508.25
4310 | 2021-06-29 13:00 | 400.6333 |  | 188.7667 | 18.8105 | 2.0842 | 0.2 | 32.7504 | 335.2584 | 56.46 | 0 |  | 400.6333 | 215.9386 | 191.4141 | 0.092701 | 215.9386 | 191.4141 | 0.082129 | 207.1538 | 182.0461 | 0 | 381.4159 | 381.2608 | 43941.805 | 39.6876 | 43681.086 | 41745.836 | 40142.15 | 0 | 0 | 39976.484 | 747.2636 | 0 | 0 | 0 | 0 | 39976.484 | 747.2636 | 38926.65 | 38732.0156
4311 | 2021-06-29 14:00 | 385.5333 |  | 64.2333 | 19.1155 | 1.8 | 0.2 | 25.904 | 321.5184 | 63.2939 | 0 |  | 385.5333 | 329.7987 | 66.2079 | 0.089207 | 329.7987 | 66.2079 | 0.079034 | 309.5153 | 62.9698 | 0 | 365.0354 | 364.8086 | 42045.05 | 39.3517 | 41749.105 | 39908.27 | 37651.785 | 0 | 0 | 37502.816 | 747.0063 | 0 | 0 | 0 | 0 | 37502.816 | 747.0063 | 36512.746 | 36330.1836
4312 | 2021-06-29 15:00 | 222 |  | 64.3 | 18.7042 | 1.7758 | 0.2 | 16.8365 | 310.3573 | 72.391 | 0 |  | 222 | 164.3585 | 66.2764 | 0.051368 | 164.3585 | 66.2764 | 0.04551 | 145.353 | 63.0364 | 0 | 204.2216 | 203.891 | 23499.35 | 30.0266 | 22887.328 | 22508.555 | 20753.822 | 0 | 0 | 20709.148 | 761.878 | 0 | 0 | 0 | 0 | 20709.148 | 761.878 | 19799.531 | 19700.5352
4313 | 2021-06-29 16:00 | 74.55 |  | 39.85 | 17.6386 | 1.8917 | 0.2 | 6.2773 | 301.3057 | 82.9949 | 0 |  | 74.55 | 38.6265 | 41.1848 | 0.01725 | 38.6265 | 41.1848 | 0.015283 | 24.6901 | 39.173 | 0 | 62.5858 | 62.4152 | 7193.796 | 21.0864 | 6512.5728 | 6579.176 | 5578.7344 | 0 | 0 | 5573.85 | 674.6952 | 0 | 0 | 0 | 51.4647 | 5522.3853 | 686.6777 | 4815.1025 | 4791.0273
4314 | 2021-06-29 17:00 | 0 |  | 0 | 16.4102 | 3.3467 | 0.2
4315 | 2021-06-29 18:00 | 0 |  | 0 | 15.5704 | 2.4117 | 0.2
4316 | 2021-06-29 19:00 | 0 |  | 0 | 14.8217 | 1.205 | 0.2
4317 | 2021-06-29 20:00 | 0 |  | 0 | 13.9854 | 1.2467 | 0.2
4318 | 2021-06-29 21:00 | 0 |  | 0 | 13.1329 | 1.5896 | 0.2
4319 | 2021-06-29 22:00 | 0 |  | 0 | 12.2804 | 0.89042 | 0.2
4320 | 2021-06-29 23:00 | 0 |  | 0 | 11.439 | 1.2296 | 0.2
4321 | 2021-06-30 | 0 |  | 0 | 10.6676 | 2.4062 | 0.2
4322 | 2021-06-30 01:00 | 0 |  | 0 | 9.9121 | 2.5033 | 0.2
4323 | 2021-06-30 02:00 | 0 |  | 0 | 9.2032 | 2.1933 | 0.2
4324 | 2021-06-30 03:00 | 0 |  | 0 | 8.7794 | 3.6967 | 0.2
4325 | 2021-06-30 04:00 | 0 |  | 0 | 8.4199 | 2.8429 | 0.2
4326 | 2021-06-30 05:00 | 0 |  | 0 | 8.1863 | 2.7283 | 0.2
4327 | 2021-06-30 06:00 | 0 |  | 0 | 8.3225 | 1.8696 | 0.2
4328 | 2021-06-30 07:00 | 70.75 |  | 39.6167 | 9.6427 | 1.4225 | 0.2 | 6.2923 | 58.7301 | 83.7553 | 0 |  | 70.75 | 30.8969 | 39.792 | 0.016371 | 30.8969 | 39.792 | 0.014504 | 18.2388 | 37.8418 | 0 | 54.959 | 54.9719 | 6335.594 | 12.7448 | 5649.235 | 5861.953 | 5592.0435 | 0 | 0 | 5589.032 | 770.7429 | 0 | 0 | 0 | 0 | 5589.032 | 770.7429 | 4876.682 | 4852.2988
4329 | 2021-06-30 08:00 | 229.6 |  | 57.25 | 12.0144 | 2.4625 | 0.2 | 16.8596 | 49.6812 | 73.087 | 0 |  | 229.6 | 172.8772 | 58.1732 | 0.053126 | 172.8772 | 58.1732 | 0.047068 | 151.8083 | 55.3238 | 0 | 202.9895 | 202.9979 | 23396.805 | 22.9405 | 22778.023 | 22916.512 | 22069.424 | 0 | 0 | 22023.748 | 781.3099 | 0 | 0 | 12.1405 | 0 | 22011.607 | 778.6048 | 21111.754 | 21006.1953
4330 | 2021-06-30 09:00 | 389.3667 |  | 59.3833 | 14.6798 | 4.1608 | 0.2 | 25.9373 | 38.5206 | 63.8783 | 0 |  | 389.3667 | 332.1322 | 60.6818 | 0.090094 | 332.1322 | 60.6818 | 0.079819 | 311.0167 | 57.7105 | 0 | 361.3526 | 361.3196 | 41643.453 | 32.6811 | 41338.76 | 40389.684 | 38655.65 | 0 | 0 | 38509.855 | 765.5115 | 0 | 0 | 0 | 0 | 38509.855 | 765.5115 | 37495.375 | 37307.8945
4331 | 2021-06-30 10:00 | 503.85 |  | 92.1833 | 16.977 | 5.7625 | 0.2 | 32.7952 | 24.776 | 56.8537 | 0 |  | 503.85 | 415.4042 | 94.0462 | 0.11658 | 415.4042 | 94.0462 | 0.10329 | 398.1724 | 89.4419 | 0 | 477.862 | 477.6905 | 55055.35 | 39.1034 | 55006.543 | 52695.035 | 50364.11 | 0 | 0 | 50109.688 | 753.26 | 0 | 0 | 0 | 0 | 50109.688 | 753.26 | 48822.176 | 48578.0664
4332 | 2021-06-30 11:00 | 572.3833 |  | 68.8 | 18.8975 | 7.0192 | 0.2 | 36.5609 | 8.6265 | 52.8994 | 0 |  | 572.3833 | 509.4621 | 70.2977 | 0.13244 | 509.4621 | 70.2977 | 0.11734 | 492.6653 | 66.8563 | 0 | 548.3312 | 548.351 | 63199.527 | 42.8853 | 63296.387 | 59912.168 | 57394.348 | 0 | 0 | 57051.848 | 741.4038 | 0 | 0 | 0 | 0 | 57051.848 | 741.4038 | 55608.145 | 55330.1055
4333 | 2021-06-30 12:00 | 570.1167 |  | 77.4667 | 20.2743 | 6.9221 | 0.2 | 36.5712 | 351.44 | 52.7267 | 0 |  | 570.1167 | 499.9416 | 79.1732 | 0.13192 | 499.9416 | 79.1732 | 0.11687 | 483.5965 | 75.2979 | 0 | 547.7165 | 547.7582 | 63130.52 | 44.3422 | 63224.902 | 59553.137 | 56978.715 | 0 | 0 | 56638.902 | 740.5264 | 0 | 0 | 0 | 0 | 56638.902 | 740.5264 | 55204.34 | 54928.3164
4334 | 2021-06-30 13:00 | 507.25 |  | 68.3167 | 21.0421 | 5.1971 | 0.2 | 32.8239 | 335.2797 | 56.3866 | 0 |  | 507.25 | 447.3421 | 70.015 | 0.11737 | 447.3421 | 70.015 | 0.10399 | 429.2217 | 66.5886 | 0 | 485.894 | 486.069 | 56021.05 | 44.1433 | 55988.215 | 52750.42 | 50535.99 | 0 | 0 | 50264.28 | 737.6317 | 0 | 0 | 0 | 0 | 50264.28 | 737.6317 | 48973.234 | 48728.3672
4335 | 2021-06-30 14:00 | 393.3833 |  | 68 | 21.1654 | 4.9483 | 0.2 | 25.9798 | 321.5197 | 63.2181 | 0 |  | 393.3833 | 333.9586 | 70.0381 | 0.091023 | 333.9586 | 70.0381 | 0.080643 | 313.517 | 66.6125 | 0 | 372.5269 | 372.2803 | 42907.22 | 39.06 | 42627.49 | 40794.42 | 38536.484 | 0 | 0 | 38383.508 | 751.3545 | 0 | 0 | 0 | 0 | 38383.508 | 751.3545 | 37372.082 | 37185.2227
4336 | 2021-06-30 15:00 | 234.2333 |  | 62.6667 | 20.454 | 5.2 | 0.2 | 16.9115 | 310.3443 | 72.316 | 0 |  | 234.2333 | 178.7742 | 64.6215 | 0.054198 | 178.7742 | 64.6215 | 0.048017 | 158.2234 | 61.4624 | 0 | 215.2921 | 214.9412 | 24772.098 | 30.6681 | 24178.7 | 23733.465 | 21878.244 | 0 | 0 | 21828.512 | 765.5311 | 0 | 0 | 0 | 0 | 21828.512 | 765.5311 | 20926.807 | 20822.1719
4337 | 2021-06-30 16:00 | 72.4667 |  | 41.0333 | 19.0626 | 4.8187 | 0.2 | 6.3502 | 301.2829 | 82.9223 | 0 |  | 72.4667 | 34.9475 | 42.3925 | 0.016768 | 34.9475 | 42.3925 | 0.014856 | 22.4851 | 40.3224 | 0 | 61.5514 | 61.474 | 7085.0776 | 22.035 | 6403.7734 | 6453.5664 | 5637.1216 | 0 | 0 | 5633.185 | 751.3651 | 0 | 0 | 0 | 0 | 5633.185 | 751.3651 | 4917.524 | 4892.936
4338 | 2021-06-30 17:00 | 0 |  | 0 | 17.5729 | 3.9904 | 0.2
4339 | 2021-06-30 18:00 | 0 |  | 0 | 16.5659 | 4.1725 | 0.2
4340 | 2021-06-30 19:00 | 0 |  | 0 | 15.6494 | 4.1929 | 0.2
4341 | 2021-06-30 20:00 | 0 |  | 0 | 14.7479 | 3.0333 | 0.2
4342 | 2021-06-30 21:00 | 0 |  | 0 | 13.7521 | 2.4404 | 0.2
4343 | 2021-06-30 22:00 | 0 |  | 0 | 12.7391 | 2.25 | 0.2
4344 | 2021-06-30 23:00 | 0 |  | 0 | 11.723 | 2.2654 | 0.2
4345 | 2021-07-01 | 0 |  | 0 | 10.683 | 1.725 | 0.2
4346 | 2021-07-01 01:00 | 0 |  | 0 | 9.6117 | 2.3563 | 0.2
4347 | 2021-07-01 02:00 | 0 |  | 0 | 8.5983 | 2.8983 | 0.2
4348 | 2021-07-01 03:00 | 0 |  | 0 | 7.9743 | 2.7533 | 0.2
4349 | 2021-07-01 04:00 | 0 |  | 0 | 7.4385 | 2.1808 | 0.2
4350 | 2021-07-01 05:00 | 0 |  | 0 | 7.0745 | 1.4912 | 0.2
4351 | 2021-07-01 06:00 | 0 |  | 0 | 7.1498 | 1.3371 | 0.2
4352 | 2021-07-01 07:00 | 74.8333 |  | 41.15 | 8.3686 | 1.4621 | 0.2 | 6.2949 | 58.8099 | 83.7538 | 0 |  | 74.8333 | 33.4217 | 41.3193 | 0.017315 | 33.4217 | 41.3193 | 0.015341 | 19.7328 | 39.2943 | 0 | 57.8465 | 57.8699 | 6669.676 | 11.6284 | 5977.7773 | 6222.8657 | 5875.235 | 0 | 0 | 5871.937 | 775.0312 | 0 | 0 | 0.31455 | 0 | 5871.622 | 774.2408 | 5138.706 | 5113.0127
4353 | 2021-07-01 08:00 | 236.0167 |  | 60.2333 | 10.5433 | 1.4129 | 0.2 | 16.8731 | 49.7631 | 73.0747 | 0 |  | 236.0167 | 176.3087 | 61.1761 | 0.054611 | 176.3087 | 61.1761 | 0.048383 | 154.843 | 58.1796 | 0 | 208.7621 | 208.7513 | 24059.615 | 22.3286 | 23450.318 | 23636.291 | 22598.865 | 0 | 0 | 22551.703 | 785.6381 | 0 | 0 | 28.6971 | 0 | 22523.006 | 780.5833 | 21629.152 | 21521.0059
4354 | 2021-07-01 09:00 | 401.9833 |  | 64.9 | 13.0292 | 1.4363 | 0.2 | 25.9644 | 38.604 | 63.8524 | 0 |  | 401.9833 | 339.2614 | 66.2652 | 0.093013 | 339.2614 | 66.2652 | 0.082406 | 317.7282 | 63.0204 | 0 | 373.1336 | 373.0651 | 42996.63 | 34.0687 | 42717.617 | 41560.62 | 40132.098 | 0 | 0 | 39974.406 | 762.8899 | 0 | 0 | 0 | 0 | 39974.406 | 762.8899 | 38924.62 | 38729.9961
4355 | 2021-07-01 10:00 | 520.9 |  | 72.1667 | 15.2584 | 1.7942 | 0.2 | 32.8385 | 24.856 | 56.8116 | 0 |  | 520.9 | 452.7873 | 73.6344 | 0.12053 | 452.7873 | 73.6344 | 0.10678 | 434.0514 | 70.0291 | 0 | 493.9989 | 493.9695 | 56930.742 | 42.6665 | 56916.863 | 53912.65 | 51992.78 | 0 | 0 | 51711.105 | 739.1149 | 0 | 0 | 0 | 0 | 51711.105 | 739.1149 | 50387.086 | 50135.1484
4356 | 2021-07-01 11:00 | 585.8333 |  | 84.0167 | 17.0159 | 2.8633 | 0.2 | 36.6206 | 8.6933 | 52.8407 | 0 |  | 585.8333 | 507.6521 | 85.6922 | 0.13555 | 507.6521 | 85.6922 | 0.12009 | 490.9722 | 81.497 | 0 | 561.0198 | 561.1143 | 64669.8 | 46.6713 | 64791.31 | 60579.27 | 58466.29 | 0 | 0 | 58097.848 | 728.2268 | 0 | 0 | 0 | 0 | 58097.848 | 728.2268 | 56631.08 | 56347.9219
4357 | 2021-07-01 12:00 | 583.45 |  | 74.1167 | 18.2522 | 4.2442 | 0.2 | 36.6437 | 351.4833 | 52.6545 | 0 |  | 583.45 | 516.8457 | 75.7776 | 0.135 | 516.8457 | 75.7776 | 0.11961 | 500.0186 | 72.0685 | 0 | 560.6454 | 560.2208 | 64568.547 | 46.0574 | 64688.016 | 60605.227 | 58069.504 | 0 | 0 | 57709.54 | 733.4861 | 0 | 0 | 0 | 0 | 57709.54 | 733.4861 | 56251.32 | 55970.0625
4358 | 2021-07-01 13:00 | 526.1167 |  | 66.8 | 18.9423 | 4.1542 | 0.2 | 32.9033 | 335.2968 | 56.3073 | 0 |  | 526.1167 | 468.0856 | 68.4727 | 0.12174 | 468.0856 | 68.4727 | 0.10785 | 449.2128 | 65.1218 | 0 | 504.0479 | 503.8831 | 58073.973 | 44.0539 | 58078.945 | 54738.56 | 52112.2 | 0 | 0 | 51825.11 | 739.4496 | 0 | 0 | 0 | 0 | 51825.11 | 739.4496 | 50498.5 | 50246.0078
4359 | 2021-07-01 14:00 | 406.75 |  | 62.5333 | 19.0251 | 3.5904 | 0.2 | 26.0606 | 321.5156 | 63.1373 | 0 |  | 406.75 | 353.253 | 64.4757 | 0.094116 | 353.253 | 64.4757 | 0.083383 | 331.7398 | 61.3224 | 0 | 385.2009 | 385.1844 | 44393.37 | 38.72 | 44141.84 | 42283.754 | 39999.996 | 0 | 0 | 39834.477 | 751.5417 | 0 | 0 | 0 | 0 | 39834.477 | 751.5417 | 38788.055 | 38594.1172
4360 | 2021-07-01 15:00 | 241.75 |  | 59.0333 | 18.3221 | 3.6208 | 0.2 | 16.9906 | 310.3256 | 72.237 | 0 |  | 241.75 | 190.3519 | 60.9336 | 0.055938 | 190.3519 | 60.9336 | 0.049558 | 168.6053 | 57.955 | 0 | 222.0291 | 221.9615 | 25581.033 | 29.6555 | 25000.27 | 24611.408 | 22883.504 | 0 | 0 | 22828.803 | 763.3672 | 0 | 0 | 0 | 0 | 22828.803 | 763.3672 | 21939.121 | 21829.4258
4361 | 2021-07-01 16:00 | 76.4833 |  | 42.3333 | 16.9845 | 4.2742 | 0.2 | 6.4262 | 301.2541 | 82.8464 | 0 |  | 76.4833 | 37.9205 | 43.7065 | 0.017697 | 37.9205 | 43.7065 | 0.015679 | 24.5606 | 41.5721 | 0 | 64.8101 | 64.7043 | 7457.306 | 20.1915 | 6771.767 | 6863.1914 | 5884.607 | 0 | 0 | 5879.2725 | 678.0544 | 0 | 0 | 0 | 33.1475 | 5846.125 | 688.1575 | 5115.0034 | 5089.4282
4362 | 2021-07-01 17:00 | 0 |  | 0 | 15.5685 | 3.5858 | 0.2
4363 | 2021-07-01 18:00 | 0 |  | 0 | 14.7131 | 1.9996 | 0.2
4364 | 2021-07-01 19:00 | 0 |  | 0 | 13.8727 | 0.96625 | 0.2
4365 | 2021-07-01 20:00 | 0 |  | 0 | 13.0174 | 0.97417 | 0.2
4366 | 2021-07-01 21:00 | 0 |  | 0 | 12.1621 | 1 | 0.2
4367 | 2021-07-01 22:00 | 0 |  | 0 | 11.3067 | 1.0604 | 0.2
4368 | 2021-07-01 23:00 | 0 |  | 0 | 10.4733 | 1.4596 | 0.2
4369 | 2021-07-02 | 0 |  | 0 | 9.7733 | 1.7104 | 0.2
4370 | 2021-07-02 01:00 | 0 |  | 0 | 9.0818 | 2.1667 | 0.2
4371 | 2021-07-02 02:00 | 0 |  | 0 | 8.4285 | 3.4562 | 0.2
4372 | 2021-07-02 03:00 | 0 |  | 0 | 8.028 | 3.2721 | 0.2
4373 | 2021-07-02 04:00 | 0 |  | 0 | 7.6847 | 1.7075 | 0.2
4374 | 2021-07-02 05:00 | 0 |  | 0 | 7.453 | 1.6612 | 0.2
4375 | 2021-07-02 06:00 | 0 |  | 0 | 7.5588 | 1.7604 | 0.2
4376 | 2021-07-02 07:00 | 70.35 |  | 37.0833 | 8.7779 | 2.075 | 0.2 | 6.3023 | 58.8946 | 83.7476 | 0 |  | 70.35 | 33.0022 | 37.4012 | 0.016278 | 33.0022 | 37.4012 | 0.014422 | 19.4999 | 35.5683 | 0 | 53.9668 | 53.9645 | 6219.5396 | 11.7341 | 5535.32 | 5760.7407 | 5497.913 | 0 | 0 | 5495.051 | 773.4532 | 0 | 0 | 0 | 0 | 5495.051 | 773.4532 | 4789.8706 | 4765.9209
4377 | 2021-07-02 08:00 | 225.7833 |  | 62.3 | 10.9713 | 1.8975 | 0.2 | 16.8919 | 49.8494 | 73.0572 | 0 |  | 225.7833 | 163.9596 | 63.2543 | 0.052243 | 163.9596 | 63.2543 | 0.046285 | 144.0258 | 60.156 | 0 | 200.0981 | 200.119 | 23064.652 | 22.0229 | 22441.26 | 22638.883 | 21410.45 | 0 | 0 | 21368.123 | 783.9991 | 0 | 0 | 33.6055 | 0 | 21334.518 | 777.8934 | 20428.6 | 20326.457
4378 | 2021-07-02 09:00 | 384.95 |  | 69.7 | 13.4694 | 2.6338 | 0.2 | 25.9975 | 38.691 | 63.8205 | 0 |  | 384.95 | 317.2698 | 71.1158 | 0.089072 | 317.2698 | 71.1158 | 0.078914 | 297.1732 | 67.6334 | 0 | 357.5104 | 357.5183 | 41205.246 | 32.5629 | 40892.297 | 39966.047 | 38233.27 | 0 | 0 | 38089.92 | 762.0827 | 0 | 0 | 0 | 0 | 38089.92 | 762.0827 | 37085.61 | 36900.1797
4379 | 2021-07-02 10:00 | 496.0167 |  | 79.9667 | 15.6535 | 2.795 | 0.2 | 32.8882 | 24.9383 | 56.763 | 0 |  | 496.0167 | 419.7887 | 81.7022 | 0.11477 | 419.7887 | 81.7022 | 0.10168 | 402.4679 | 77.7024 | 0 | 470.5669 | 470.497 | 54226.582 | 40.5971 | 54162.2 | 51640.566 | 49792.383 | 0 | 0 | 49540.36 | 745.436 | 0 | 0 | 0 | 0 | 49540.36 | 745.436 | 48265.9 | 48024.5703
4380 | 2021-07-02 11:00 | 549.3333 |  | 100.2 | 17.3747 | 3.7225 | 0.2 | 36.6869 | 8.7601 | 52.7752 | 0 |  | 549.3333 | 454.3343 | 102.3392 | 0.12711 | 454.3343 | 102.3392 | 0.11261 | 439.4631 | 97.3298 | 0 | 526.0571 | 525.9811 | 60620.14 | 44.1075 | 60672.484 | 57202.82 | 54875.87 | 0 | 0 | 54561.66 | 740.4847 | 0 | 0 | 0 | 0 | 54561.66 | 740.4847 | 53173.363 | 52907.5
4381 | 2021-07-02 12:00 | 556.0833 |  | 93.2 | 18.6192 | 3.2308 | 0.2 | 36.7227 | 351.5243 | 52.5759 | 0 |  | 556.0833 | 469.6852 | 95.4237 | 0.12867 | 469.6852 | 95.4237 | 0.114 | 454.4631 | 90.754 | 0 | 534.3128 | 534.0201 | 61547.94 | 46.3746 | 61615.715 | 57660.516 | 55394.16 | 0 | 0 | 55065.19 | 731.3929 | 0 | 0 | 0 | 0 | 55065.19 | 731.3929 | 53665.637 | 53397.3047
4382 | 2021-07-02 13:00 | 497.5333 |  | 81.0167 | 19.3144 | 2.75 | 0.2 | 32.9884 | 335.3098 | 56.2223 | 0 |  | 497.5333 | 424.4391 | 83.1913 | 0.11512 | 424.4391 | 83.1913 | 0.10199 | 407.4113 | 79.1212 | 0 | 476.8019 | 476.8082 | 54954.41 | 44.6444 | 54902.14 | 51637.76 | 49367.25 | 0 | 0 | 49108.883 | 736.598 | 0 | 0 | 0 | 0 | 49108.883 | 736.598 | 47844.332 | 47605.1133
4383 | 2021-07-02 14:00 | 383.7167 |  | 72.1333 | 19.4076 | 3.2433 | 0.2 | 26.1462 | 321.5063 | 63.0517 | 0 |  | 383.7167 | 319.7293 | 74.2345 | 0.088787 | 319.7293 | 74.2345 | 0.078661 | 300.3619 | 70.6036 | 0 | 363.5461 | 363.3511 | 41878.97 | 38.2819 | 41579.867 | 39883.38 | 37279.766 | 0 | 0 | 37135.75 | 753.4241 | 0 | 0 | 0 | 0 | 37135.75 | 753.4241 | 36149.74 | 35968.9922
4384 | 2021-07-02 15:00 | 232.05 |  | 59.05 | 18.7406 | 3.95 | 0.2 | 17.0736 | 310.3012 | 72.1541 | 0 |  | 232.05 | 180.1889 | 60.9503 | 0.053693 | 180.1889 | 60.9503 | 0.04757 | 159.7364 | 57.9709 | 0 | 213.3531 | 213.2645 | 24578.896 | 29.4681 | 23982.916 | 23627.787 | 22043.555 | 0 | 0 | 21993.33 | 765.4435 | 0 | 0 | 0 | 0 | 21993.33 | 765.4435 | 21093.283 | 20987.8184
4385 | 2021-07-02 16:00 | 75 |  | 38.7333 | 17.4427 | 3.2325 | 0.2 | 6.5054 | 301.2193 | 82.7674 | 0 |  | 75 | 40.2195 | 40.1122 | 0.017354 | 40.2195 | 40.1122 | 0.015375 | 26.2255 | 38.1531 | 0 | 63.091 | 63.1171 | 7274.457 | 20.7229 | 6593.053 | 6667.589 | 5677.305 | 0 | 0 | 5672.276 | 676.3951 | 0 | 0 | 0 | 45.0285 | 5627.2476 | 687.4761 | 4912.03 | 4887.4692
4386 | 2021-07-02 17:00 | 0 |  | 0 | 16.0766 | 2.5758 | 0.2
4387 | 2021-07-02 18:00 | 0 |  | 0 | 15.4076 | 2.9467 | 0.2
4388 | 2021-07-02 19:00 | 0 |  | 0 | 14.8876 | 3.1258 | 0.2
4389 | 2021-07-02 20:00 | 0 |  | 0 | 14.2928 | 2.8517 | 0.2
4390 | 2021-07-02 21:00 | 0 |  | 0 | 13.6838 | 2.7275 | 0.2
4391 | 2021-07-02 22:00 | 0 |  | 0 | 13.0749 | 2.1325 | 0.2
4392 | 2021-07-02 23:00 | 0 |  | 0 | 12.4776 | 1.2033 | 0.2
4393 | 2021-07-03 | 0 |  | 0 | 11.947 | 1.445 | 0.2
4394 | 2021-07-03 01:00 | 0 |  | 0 | 11.4012 | 2.1208 | 0.2
4395 | 2021-07-03 02:00 | 0 |  | 0 | 10.9077 | 2.3742 | 0.2
4396 | 2021-07-03 03:00 | 0 |  | 0 | 10.6489 | 2.5571 | 0.2
4397 | 2021-07-03 04:00 | 0 |  | 0 | 10.4571 | 3.3992 | 0.2
4398 | 2021-07-03 05:00 | 0 |  | 0 | 10.3173 | 2.6333 | 0.2
4399 | 2021-07-03 06:00 | 0 |  | 0 | 10.3589 | 1.8162 | 0.2
4400 | 2021-07-03 07:00 | 22.4 |  | 22.2333 | 10.7659 | 1.5913 | 0.2 | 6.3144 | 58.9841 | 83.7368 | 0 |  | 22.4 | 0.16531 | 22.0914 | 0.005183 | 0.16531 | 22.0914 | 0.004592 | 0.097809 | 21.0091 | 0 | 20.6848 | 20.6848 | 2384.0146 | 11.9243 | 1833.7933 | 1900.6332 | 1828.8936 | 0 | 0 | 1828.5316 | 728.1838 | 0 | 0 | 0 | 0 | 1828.5316 | 728.1838 | 1531.4451 | 1523.787841796875
4401 | 2021-07-03 08:00 | 165.65 |  | 93.8 | 12.4344 | 0.91625 | 0.2 | 16.916 | 49.94 | 73.0343 | 0 |  | 165.65 | 72.0535 | 94.113 | 0.038329 | 72.0535 | 94.113 | 0.033958 | 63.3096 | 89.5025 | 0 | 149.7559 | 149.758 | 17259.867 | 21.0825 | 16566.783 | 16763.246 | 16044.688 | 0 | 0 | 16020.541 | 782.3638 | 0 | 0 | 8.1422 | 0 | 16012.398 | 779.7198 | 15133.397 | 15057.7305
4402 | 2021-07-03 09:00 | 267.2667 |  | 174.8167 | 14.2254 | 0.82417 | 0.2 | 26.0366 | 38.7815 | 63.7828 | 0 |  | 267.2667 | 93.0369 | 174.9925 | 0.061842 | 93.0369 | 174.9925 | 0.054789 | 87.1579 | 166.4208 | 0 | 248.5071 | 248.5085 | 28640.652 | 28.6362 | 28102.615 | 27791.684 | 26550.303 | 0 | 0 | 26483.402 | 773.4697 | 0 | 0 | -0.62425 | 0 | 26484.027 | 772.3115 | 25617.033 | 25488.9473
4403 | 2021-07-03 10:00 | 444.95 |  | 152.9 | 16.0782 | 0.91375 | 0.2 | 32.9445 | 25.0226 | 56.708 | 0 |  | 444.95 | 294.6594 | 154.6703 | 0.10296 | 294.6594 | 154.6703 | 0.091214 | 282.5409 | 147.0968 | 0 | 421.045 | 421.0765 | 48530.47 | 40.3967 | 48357.562 | 46127.75 | 44344.125 | 0 | 0 | 44143.082 | 748.2539 | 0 | 0 | 0 | 0 | 44143.082 | 748.2539 | 42994.125 | 42779.1523
4404 | 2021-07-03 11:00 | 335.05 |  | 223.8667 | 17.0164 | 0.67333 | 0.2 | 36.76 | 8.827 | 52.703 | 0 |  | 335.05 | 112.4651 | 224.5382 | 0.077526 | 112.4651 | 224.5382 | 0.068685 | 108.7993 | 213.542 | 0 | 315.8945 | 315.8796 | 36405.984 | 35.4601 | 36003.594 | 34870.297 | 33719.695 | 0 | 0 | 33605.336 | 755.0973 | 0 | 0 | 0 | 0 | 33605.336 | 755.0973 | 32663.709 | 32500.3887
4405 | 2021-07-03 12:00 | 339.1833 |  | 241.05 | 17.6374 | 1.3442 | 0.2 | 36.8082 | 351.5629 | 52.4908 | 0 |  | 339.1833 | 99.5696 | 241.9886 | 0.078482 | 99.5696 | 241.9886 | 0.069532 | 96.3586 | 230.1392 | 0 | 319.9678 | 319.9296 | 36873.37 | 35.756 | 36479.57 | 35298.066 | 33992.297 | 0 | 0 | 33876.145 | 754.4013 | 0 | 0 | 0 | 0 | 33876.145 | 754.4013 | 32930.742 | 32766.0898
4406 | 2021-07-03 13:00 | 373.6833 |  | 202.8667 | 18.118 | 1.7629 | 0.2 | 33.0792 | 335.3184 | 56.1315 | 0 |  | 373.6833 | 174.053 | 204.6602 | 0.086465 | 174.053 | 204.6602 | 0.076604 | 167.1073 | 194.6416 | 0 | 354.514 | 354.6177 | 40870.94 | 37.8221 | 40551.97 | 38980.402 | 37415.03 | 0 | 0 | 37272.086 | 752.0682 | 0 | 0 | 0 | 0 | 37272.086 | 752.0682 | 36284.57 | 36103.1484
4407 | 2021-07-03 14:00 | 201.6667 |  | 168.1667 | 17.8896 | 1.2808 | 0.2 | 26.2366 | 321.4917 | 62.9614 | 0 |  | 201.6667 | 34.372 | 169.6646 | 0.046663 | 34.372 | 169.6646 | 0.041341 | 32.3017 | 161.3542 | 0 | 189.7828 | 189.7678 | 21871.875 | 28.6678 | 21232.17 | 20992.877 | 20237.31 | 0 | 0 | 20196.734 | 762.0897 | 0 | 0 | 0 | 0 | 20196.734 | 762.0897 | 19285.45 | 19189.0215
4408 | 2021-07-03 15:00 | 76.2667 |  | 75.9833 | 17.1178 | 0.60333 | 0.2 | 17.1604 | 310.271 | 72.0674 | 0 |  | 76.2667 | 0.29505 | 75.6141 | 0.017647 | 0.29505 | 75.6141 | 0.015635 | 0.26178 | 71.91 | 0 | 70.7283 | 70.7288 | 8151.593 | 21.2607 | 7440.145 | 7526.4756 | 7205.677 | 0 | 0 | 7200.5146 | 757.0953 | 0 | 0 | 0 | 0 | 7200.5146 | 757.0953 | 6390.8257 | 6358.8716
4409 | 2021-07-03 16:00 | 23.8167 |  | 23.8167 | 16.1602 | 0.48792 | 0.2 | 6.5877 | 301.1784 | 82.6854 | 0 |  | 23.8167 | 0 | 23.6321 | 0.0055108 | 0 | 23.6321 | 0.0048824 | 0 | 22.4741 | 0 | 22.0246 | 22.0254 | 2538.4868 | 17.4571 | 1979.1097 | 2021.8516 | 1953.9967 | 0 | 0 | 1953.572 | 718.0912 | 0 | 0 | 0 | 0 | 1953.572 | 718.0912 | 1638.4446 | 1630.2523193359375
4410 | 2021-07-03 17:00 | 0 |  | 0 | 15.3992 | 0.52167 | 0.2
4411 | 2021-07-03 18:00 | 0 |  | 0 | 14.734 | 1.2683 | 0.2
4412 | 2021-07-03 19:00 | 0 |  | 0 | 14.0391 | 1.8975 | 0.2
4413 | 2021-07-03 20:00 | 0 |  | 0 | 13.2726 | 1.78 | 0.2
4414 | 2021-07-03 21:00 | 0 |  | 0 | 12.3602 | 1.0508 | 0.2
4415 | 2021-07-03 22:00 | 0 |  | 0 | 12.4004 | 1.5837 | 0.2
4416 | 2021-07-03 23:00 | 0 |  | 0 | 11.9883 | 1.5913 | 0.2
4417 | 2021-07-04 | 0 |  | 0 | 10.9165 | 0.91625 | 0.2
4418 | 2021-07-04 01:00 | 0 |  | 0 | 10.6075 | 0.8 | 0.2
4419 | 2021-07-04 02:00 | 0 |  | 0 | 10.1895 | 0.77583 | 0.2
4420 | 2021-07-04 03:00 | 0 |  | 0 | 9.9584 | 0.58958 | 0.2
4421 | 2021-07-04 04:00 | 0 |  | 0 | 9.5456 | 0.33875 | 0.2
4422 | 2021-07-04 05:00 | 0 |  | 0 | 9.4863 | 0.33625 | 0.2
4423 | 2021-07-04 06:00 | 0 |  | 0 | 9.5876 | 0.58542 | 0.2
4424 | 2021-07-04 07:00 | 35.4 |  | 32.5167 | 10.1131 | 0.83458 | 0.2 | 6.3313 | 59.0783 | 83.7213 | 0 |  | 35.4 | 2.8593 | 32.6547 | 0.0081911 | 2.8593 | 32.6547 | 0.0072569 | 1.695 | 31.0551 | 0 | 32.0951 | 32.0955 | 3699.1108 | 11.9734 | 3084.4177 | 3204.8215 | 3085.9685 | 0 | 0 | 3084.9966 | 750.8511 | 0 | 0 | 0 | 0 | 3084.9966 | 750.8511 | 2619.864 | 2606.7646
4425 | 2021-07-04 08:00 | 116.4833 |  | 103.85 | 11.061 | 1.175 | 0.2 | 16.9456 | 50.0348 | 73.0062 | 0 |  | 116.4833 | 12.668 | 104.5409 | 0.026953 | 12.668 | 104.5409 | 0.023879 | 11.1342 | 99.4196 | 0 | 108.3427 | 108.341 | 12486.68 | 17.2441 | 11763.162 | 12042.414 | 11542.104 | 0 | 0 | 11529.708 | 783.0225 | 0 | 0 | 8.2189 | 0 | 11521.489 | 777.8724 | 10689.501 | 10636.0527
4426 | 2021-07-04 09:00 | 246.6667 |  | 175.0667 | 12.5585 | 0.78 | 0.2 | 26.0817 | 38.8754 | 63.7392 | 0 |  | 246.6667 | 72.0501 | 175.2407 | 0.057075 | 72.0501 | 175.2407 | 0.050566 | 67.5098 | 166.6569 | 0 | 229.4834 | 229.4756 | 26448.102 | 25.8924 | 25874.844 | 25802.684 | 24976.053 | 0 | 0 | 24916.375 | 774.7236 | 0 | 0 | -0.024698 | 0 | 24916.398 | 774.7181 | 24066.867 | 23946.5332
4427 | 2021-07-04 10:00 | 349.1333 |  | 199.7667 | 13.9567 | 0.19042 | 0.2 | 33.0072 | 25.109 | 56.6466 | 0 |  | 349.1333 | 150.693 | 200.8796 | 0.080785 | 150.693 | 200.8796 | 0.071572 | 144.5179 | 191.042 | 0 | 328.8487 | 328.8849 | 37905.117 | 33.5864 | 37530.38 | 36559.906 | 35071.062 | 0 | 0 | 34950.008 | 762.391 | 0 | 0 | 0 | 0 | 34950.008 | 762.391 | 33990.254 | 33820.3047
4428 | 2021-07-04 11:00 | 303.1333 |  | 259.2667 | 14.7824 | 0.11208 | 0.2 | 36.8398 | 8.8939 | 52.6241 | 0 |  | 303.1333 | 44.37 | 262.1395 | 0.070141 | 44.37 | 262.1395 | 0.062142 | 42.9304 | 249.2999 | 0 | 286.3856 | 286.3805 | 33005.26 | 31.9362 | 32541.607 | 31862.1 | 30840.293 | 0 | 0 | 30746.617 | 764.0788 | 0 | 0 | 0 | 0 | 30746.617 | 764.0788 | 29842.83 | 29693.6152
4429 | 2021-07-04 12:00 | 379.7 |  | 239.75 | 15.4145 | 0.25958 | 0.2 | 36.9 | 351.5991 | 52.3993 | 0 |  | 379.7 | 141.9897 | 241.5803 | 0.087857 | 141.9897 | 241.5803 | 0.077838 | 137.4349 | 229.7528 | 0 | 359.844 | 359.8427 | 41473.043 | 36.8245 | 41165.223 | 39702.133 | 38295.324 | 0 | 0 | 38146.676 | 753.6622 | 0 | 0 | 0 | 0 | 38146.676 | 753.6622 | 37140.99 | 36955.2812
4430 | 2021-07-04 13:00 | 183.5833 |  | 167.3833 | 14.918 | 0.7225 | 0.2 | 33.1757 | 335.3228 | 56.0351 | 0 |  | 183.5833 | 16.5057 | 168.3976 | 0.042479 | 16.5057 | 168.3976 | 0.037634 | 15.8507 | 160.1484 | 0 | 172.4792 | 172.479 | 19878.697 | 24.9663 | 19213.795 | 19213.686 | 18336.49 | 0 | 0 | 18304.418 | 774.1824 | 0 | 0 | 0 | 0 | 18304.418 | 774.1824 | 17397.6 | 17310.6133
4431 | 2021-07-04 14:00 | 83.7333 |  | 83.7333 | 13.8336 | 0.88458 | 0.2 | 26.3317 | 321.4717 | 62.8663 | 0 |  | 83.7333 | 0 | 83.247 | 0.019375 | 0 | 83.247 | 0.017165 | 0 | 79.1685 | 0 | 77.5851 | 77.5849 | 8942.12 | 18.3204 | 8224.337 | 8394.241 | 8053.426 | 0 | 0 | 8047.0884 | 768.7003 | 0 | 0 | 0 | 0 | 8047.0884 | 768.7003 | 7205.6406 | 7169.6123
4432 | 2021-07-04 15:00 | 112.85 |  | 92.6667 | 13.3746 | 1.3854 | 0.2 | 17.2511 | 310.2348 | 71.9769 | 0 |  | 112.85 | 21.0121 | 93.2403 | 0.026112 | 21.0121 | 93.2403 | 0.023134 | 18.6598 | 88.6761 | 0 | 105.1891 | 105.1822 | 12122.16 | 19.3203 | 11398.572 | 11596.351 | 11126.369 | 0 | 0 | 11114.226 | 772.0566 | 0 | 0 | 0 | 0 | 11114.226 | 772.0566 | 10269.496 | 10218.1494
4433 | 2021-07-04 16:00 | 6.9333 |  | 6.9333 | 11.9416 | 1.2654 | 0.2 | 6.673 | 301.1314 | 82.6004 | 0 |  | 6.9333 | 0 | 6.8306 | 0.0016043 | 0 | 6.8306 | 0.0014213 | 0 | 6.4957 | 0 | 6.3658 | 6.3671 | 733.8299 | 12.3035 | 339.6363 | 339.726 | 333.6294 | 0 | 0 | 333.6138 | 637.0622 | 0 | 0 | 0 | 3.3194 | 330.2944 | 652.2527 | 272.0224 | 270.6623229980469
4434 | 2021-07-04 17:00 | 0 |  | 0 | 11.1448 | 0.88875 | 0.2
4435 | 2021-07-04 18:00 | 0 |  | 0 | 10.9026 | 1.0588 | 0.2
4436 | 2021-07-04 19:00 | 0 |  | 0 | 11.2642 | 1.5733 | 0.2
4437 | 2021-07-04 20:00 | 0 |  | 0 | 11.061 | 1.475 | 0.2
4438 | 2021-07-04 21:00 | 0 |  | 0 | 10.6537 | 1.7217 | 0.2
4439 | 2021-07-04 22:00 | 0 |  | 0 | 10.3183 | 2.1596 | 0.2
4440 | 2021-07-04 23:00 | 0 |  | 0 | 9.9415 | 2.3138 | 0.2
4441 | 2021-07-05 | 0 |  | 0 | 9.4206 | 1.9646 | 0.2
4442 | 2021-07-05 01:00 | 0 |  | 0 | 8.9078 | 1.9363 | 0.2
4443 | 2021-07-05 02:00 | 0 |  | 0 | 8.4339 | 2.1612 | 0.2
4444 | 2021-07-05 03:00 | 0 |  | 0 | 8.1666 | 2.3208 | 0.2
4445 | 2021-07-05 04:00 | 0 |  | 0 | 7.946 | 2.8896 | 0.2
4446 | 2021-07-05 05:00 | 0 |  | 0 | 7.8165 | 1.8454 | 0.2
4447 | 2021-07-05 06:00 | 0 |  | 0 | 7.967 | 1.3154 | 0.2
4448 | 2021-07-05 07:00 | 66.5167 |  | 37.1167 | 9.0977 | 1.0992 | 0.2 | 6.353 | 59.1772 | 83.701 | 0 |  | 66.5167 | 29.1494 | 37.2906 | 0.015391 | 29.1494 | 37.2906 | 0.013636 | 17.3222 | 35.463 | 0 | 51.7294 | 51.7599 | 5965.4614 | 12.0619 | 5286.3145 | 5496.14 | 5214.446 | 0 | 0 | 5211.848 | 770.4269 | 0 | 0 | 0 | 0 | 5211.848 | 770.4269 | 4529.2666 | 4506.6206
4449 | 2021-07-05 08:00 | 245.7667 |  | 59.1333 | 11.3291 | 1.3871 | 0.2 | 16.9805 | 50.1338 | 72.9728 | 0 |  | 245.7667 | 187.1294 | 60.0635 | 0.056867 | 187.1294 | 60.0635 | 0.050382 | 164.5331 | 57.1214 | 0 | 217.2214 | 217.2538 | 25038.984 | 23.6089 | 24444.219 | 24543.469 | 23492.445 | 0 | 0 | 23439.36 | 770.9684 | 0 | 0 | 0 | 0 | 23439.36 | 770.9684 | 22559.312 | 22446.5156
4450 | 2021-07-05 09:00 | 437.1167 |  | 64.8167 | 13.9672 | 1.2242 | 0.2 | 26.1327 | 38.9726 | 63.6896 | 0 |  | 437.1167 | 374.6161 | 66.1107 | 0.10114 | 374.6161 | 66.1107 | 0.089608 | 351.0835 | 62.8732 | 0 | 405.6775 | 405.687 | 46755.9 | 37.0683 | 46548.91 | 44872.445 | 43384.605 | 0 | 0 | 43196.906 | 754.497 | 0 | 0 | 0 | 0 | 43196.906 | 754.497 | 42070.29 | 41859.9375
4451 | 2021-07-05 10:00 | 568.35 |  | 73.9667 | 16.2125 | 1.6829 | 0.2 | 33.0764 | 25.1974 | 56.5787 | 0 |  | 568.35 | 498.7447 | 75.4479 | 0.13151 | 498.7447 | 75.4479 | 0.11651 | 478.3886 | 71.7537 | 0 | 539.1395 | 539.1246 | 62134.234 | 46.2779 | 62214 | 58254.81 | 56608.97 | 0 | 0 | 56266.14 | 729.437 | 0 | 0 | 0 | 0 | 56266.14 | 729.437 | 54839.848 | 54565.6484
4452 | 2021-07-05 11:00 | 523.0167 |  | 142.05 | 17.5609 | 2.1354 | 0.2 | 36.9263 | 8.9606 | 52.5385 | 0 |  | 523.0167 | 385.3156 | 144.617 | 0.12102 | 385.3156 | 144.617 | 0.10722 | 372.8758 | 137.5381 | 0 | 500.2056 | 500.1864 | 57648.57 | 44.8864 | 57647.55 | 54211.52 | 52489.05 | 0 | 0 | 52198.98 | 734.2868 | 0 | 0 | 0 | 0 | 52198.98 | 734.2868 | 50863.895 | 50609.5742
4453 | 2021-07-05 12:00 | 423.0167 |  | 227.1 | 18.0942 | 2.2242 | 0.2 | 36.9983 | 351.6327 | 52.3015 | 0 |  | 423.0167 | 198.7594 | 228.8569 | 0.09788 | 198.7594 | 228.8569 | 0.086718 | 192.4196 | 217.6523 | 0 | 401.8705 | 401.8255 | 46311.277 | 39.9577 | 46095.79 | 44027.95 | 42444.707 | 0 | 0 | 42259.824 | 745.2319 | 0 | 0 | 0 | 0 | 42259.824 | 745.2319 | 41155.43 | 40949.6523
4454 | 2021-07-05 13:00 | 272.8 |  | 233.1333 | 17.8741 | 2.3742 | 0.2 | 33.2777 | 335.3227 | 55.933 | 0 |  | 272.8 | 40.4118 | 235.7313 | 0.063122 | 40.4118 | 235.7313 | 0.055923 | 38.8178 | 224.1858 | 0 | 257.7435 | 257.7511 | 29706.21 | 31.803 | 29185.854 | 28584.934 | 27717.428 | 0 | 0 | 27640.53 | 757.7211 | 0 | 0 | 0 | 0 | 27640.53 | 757.7211 | 26760.736 | 26626.9316
4455 | 2021-07-05 14:00 | 190.45 |  | 176.0833 | 17.2175 | 2.3517 | 0.2 | 26.4314 | 321.4461 | 62.7666 | 0 |  | 190.45 | 14.7371 | 177.7771 | 0.044067 | 14.7371 | 177.7771 | 0.039042 | 13.8602 | 169.0696 | 0 | 179.2712 | 179.2652 | 20661.443 | 26.9149 | 20006.148 | 19886.996 | 19005.107 | 0 | 0 | 18970.05 | 768.7693 | 0 | 0 | 0 | 0 | 18970.05 | 768.7693 | 18059.756 | 17969.457
4456 | 2021-07-05 15:00 | 94.5833 |  | 94.1 | 16.2495 | 2.0517 | 0.2 | 17.3454 | 310.1928 | 71.8827 | 0 |  | 94.5833 | 0.50305 | 93.7628 | 0.021885 | 0.50305 | 93.7628 | 0.019389 | 0.44714 | 89.1703 | 0 | 87.8251 | 87.8222 | 10121.752 | 21.0656 | 9398.352 | 9512.516 | 9149.092 | 0 | 0 | 9140.892 | 764.3077 | 0 | 0 | 0 | 0 | 9140.892 | 764.3077 | 8278.175 | 8236.7832
4457 | 2021-07-05 16:00 | 23.25 |  | 23.25 | 15.1865 | 1.9638 | 0.2 | 6.7613 | 301.0783 | 82.5125 | 0 |  | 23.25 | 0 | 23.0607 | 0.0053797 | 0 | 23.0607 | 0.0047662 | 0 | 21.9306 | 0 | 21.492 | 21.4924 | 2477.0708 | 16.3698 | 1921.2723 | 1968.3682 | 1896.4381 | 0 | 0 | 1896.0411 | 718.3931 | 0 | 0 | 0 | 0 | 1896.0411 | 718.3931 | 1589.1781 | 1581.2322998046875
4458 | 2021-07-05 17:00 | 0 |  | 0 | 14.1019 | 1.7388 | 0.2
4459 | 2021-07-05 18:00 | 0 |  | 0 | 13.3079 | 1.7 | 0.2
4460 | 2021-07-05 19:00 | 0 |  | 0 | 12.5659 | 1.6638 | 0.2
4461 | 2021-07-05 20:00 | 0 |  | 0 | 11.8238 | 1.5112 | 0.2
4462 | 2021-07-05 21:00 | 0 |  | 0 | 11.0818 | 1.9225 | 0.2
4463 | 2021-07-05 22:00 | 0 |  | 0 | 10.3398 | 1.9396 | 0.2
4464 | 2021-07-05 23:00 | 0 |  | 0 | 9.5722 | 1.5163 | 0.2
4465 | 2021-07-06 | 0 |  | 0 | 8.6382 | 1.1154 | 0.2
4466 | 2021-07-06 01:00 | 0 |  | 0 | 7.6273 | 0.98375 | 0.2
4467 | 2021-07-06 02:00 | 0 |  | 0 | 6.6654 | 1.7242 | 0.2
4468 | 2021-07-06 03:00 | 0 |  | 0 | 6.0609 | 1.1413 | 0.2
4469 | 2021-07-06 04:00 | 0 |  | 0 | 5.5372 | 1.1838 | 0.2
4470 | 2021-07-06 05:00 | 0 |  | 0 | 5.1713 | 1.6517 | 0.2
4471 | 2021-07-06 06:00 | 0 |  | 0 | 5.241 | 0.95167 | 0.2
4472 | 2021-07-06 07:00 | 86.5833 |  | 36.0167 | 6.5852 | 1.4812 | 0.2 | 6.3796 | 59.2807 | 83.6758 | 0 |  | 86.5833 | 50.1255 | 36.3333 | 0.020034 | 50.1255 | 36.3333 | 0.017749 | 29.8777 | 34.5527 | 0 | 63.1418 | 63.139 | 7276.8965 | 10.1388 | 6576.4395 | 6875.719 | 6501.6777 | 0 | 0 | 6497.735 | 782.463 | 0 | 0 | 4.3234 | 0 | 6493.4116 | 778.3095 | 5720.479 | 5691.8765
4473 | 2021-07-06 08:00 | 271.95 |  | 53.7667 | 8.9781 | 2.3271 | 0.2 | 17.0208 | 50.2369 | 72.9339 | 0 |  | 271.95 | 218.7426 | 54.7475 | 0.062925 | 218.7426 | 54.7475 | 0.055749 | 192.4114 | 52.0659 | 0 | 239.5877 | 239.5895 | 27613.326 | 21.9533 | 27058.568 | 27301.314 | 26369.785 | 0 | 0 | 26305.408 | 785.9567 | 0 | 0 | 34.6466 | 0 | 26270.762 | 781.6878 | 25406.357 | 25279.3242
4474 | 2021-07-06 09:00 | 446.9 |  | 64.5333 | 11.6282 | 3.7917 | 0.2 | 26.1897 | 39.0732 | 63.6342 | 0 |  | 446.9 | 384.719 | 65.8233 | 0.10341 | 384.719 | 65.8233 | 0.091614 | 360.6365 | 62.5999 | 0 | 414.7717 | 414.8231 | 47809.414 | 32.6452 | 47622.67 | 46536.793 | 44850.703 | 0 | 0 | 44655.098 | 767.5624 | 0 | 0 | 0 | 0 | 44655.098 | 767.5624 | 43494.094 | 43276.625
4475 | 2021-07-06 10:00 | 574.9334 |  | 75.7167 | 14.0462 | 4.2467 | 0.2 | 33.1521 | 25.2876 | 56.5044 | 0 |  | 574.9334 | 503.5902 | 77.2142 | 0.13303 | 503.5902 | 77.2142 | 0.11786 | 483.1262 | 73.4335 | 0 | 545.4285 | 545.4606 | 62865.36 | 41.1157 | 62957.336 | 59931.605 | 57602.883 | 0 | 0 | 57262.887 | 746.4501 | 0 | 0 | 0 | 0 | 57262.887 | 746.4501 | 55814.52 | 55535.4453
4476 | 2021-07-06 11:00 | 642.7167 |  | 83.9667 | 15.8966 | 4.8192 | 0.2 | 37.0195 | 9.027 | 52.4463 | 0 |  | 642.7167 | 565.0944 | 85.6323 | 0.14872 | 565.0944 | 85.6323 | 0.13176 | 546.948 | 81.44 | 0 | 615.8202 | 615.882 | 70981.99 | 45.675 | 71201.92 | 66795.43 | 63982.586 | 0 | 0 | 63552.676 | 736.948 | 0 | 0 | 0 | 0 | 63552.676 | 736.948 | 61952.727 | 61642.9648
4477 | 2021-07-06 12:00 | 643.9334 |  | 83.3167 | 17.1859 | 5.4967 | 0.2 | 37.1028 | 351.6636 | 52.1972 | 0 |  | 643.9334 | 568.7131 | 85.082 | 0.149 | 568.7131 | 85.082 | 0.13201 | 550.6822 | 80.9173 | 0 | 618.9676 | 618.9159 | 71331.73 | 46.2026 | 71555.11 | 67006.69 | 64197.145 | 0 | 0 | 63761.04 | 735.1168 | 0 | 0 | 0 | 0 | 63761.04 | 735.1168 | 62153.633 | 61842.8633
4478 | 2021-07-06 13:00 | 579.9334 |  | 80.1167 | 17.8947 | 5.7208 | 0.2 | 33.3853 | 335.3181 | 55.8254 | 0 |  | 579.9334 | 509.1633 | 81.9712 | 0.13419 | 509.1633 | 81.9712 | 0.11889 | 489.2057 | 77.9596 | 0 | 555.822 | 555.5484 | 64028.914 | 43.6762 | 64137.504 | 60534.215 | 58028.055 | 0 | 0 | 57671.04 | 738.736 | 0 | 0 | 0 | 0 | 57671.04 | 738.736 | 56213.668 | 55932.5977
4479 | 2021-07-06 14:00 | 455.2333 |  | 67.7333 | 17.9769 | 6.6762 | 0.2 | 26.5357 | 321.4151 | 62.6624 | 0 |  | 455.2333 | 397.4423 | 69.5366 | 0.10533 | 397.4423 | 69.5366 | 0.093322 | 373.9462 | 66.1343 | 0 | 431.2789 | 431.0867 | 49684.242 | 37.1314 | 49532.74 | 47699.652 | 45139.027 | 0 | 0 | 44931.266 | 756.6957 | 0 | 0 | 0 | 0 | 44931.266 | 756.6957 | 43763.777 | 43544.9609
4480 | 2021-07-06 15:00 | 279.9667 |  | 54.9333 | 17.2475 | 7.9112 | 0.2 | 17.4434 | 310.1449 | 71.785 | 0 |  | 279.9667 | 234.1544 | 56.7388 | 0.06478 | 234.1544 | 56.7388 | 0.057393 | 208.327 | 53.9648 | 0 | 257.046 | 256.9646 | 29616.277 | 28.0414 | 29099.771 | 28793.592 | 26804.355 | 0 | 0 | 26730.928 | 768.4415 | 0 | 0 | 0 | 0 | 26730.928 | 768.4415 | 25861.023 | 25731.7188
4481 | 2021-07-06 16:00 | 93.55 |  | 36.8167 | 15.8141 | 7.1533 | 0.2 | 6.8523 | 301.0191 | 82.4219 | 0 |  | 93.55 | 62.5846 | 38.2357 | 0.021646 | 62.5846 | 38.2357 | 0.019178 | 41.9383 | 36.3686 | 0 | 76.7408 | 76.5822 | 8826.399 | 19.1439 | 8138.3535 | 8266.954 | 6979.723 | 0 | 0 | 6971.231 | 684.8682 | 0 | 0 | 0 | 15.2773 | 6955.9536 | 690.4542 | 6157.924 | 6127.1338
4482 | 2021-07-06 17:00 | 0 |  | 0 | 14.2416 | 7.06 | 0.2
4483 | 2021-07-06 18:00 | 0 |  | 0 | 13.2388 | 4.7667 | 0.2
4484 | 2021-07-06 19:00 | 0 |  | 0 | 12.3382 | 3.5688 | 0.2
4485 | 2021-07-06 20:00 | 0 |  | 0 | 11.4376 | 3.1854 | 0.2
4486 | 2021-07-06 21:00 | 0 |  | 0 | 10.537 | 3.75 | 0.2
4487 | 2021-07-06 22:00 | 0 |  | 0 | 9.6364 | 3.1292 | 0.2
4488 | 2021-07-06 23:00 | 0 |  | 0 | 8.7745 | 2.8671 | 0.2
4489 | 2021-07-07 | 0 |  | 0 | 8.1532 | 2.0179 | 0.2
4490 | 2021-07-07 01:00 | 0 |  | 0 | 7.5756 | 1.8104 | 0.2
4491 | 2021-07-07 02:00 | 0 |  | 0 | 7.0335 | 2.3579 | 0.2
4492 | 2021-07-07 03:00 | 0 |  | 0 | 6.7089 | 2.5429 | 0.2
4493 | 2021-07-07 04:00 | 0 |  | 0 | 6.4336 | 1.2833 | 0.2
4494 | 2021-07-07 05:00 | 0 |  | 0 | 6.2542 | 0.8025 | 0.2
4495 | 2021-07-07 06:00 | 0 |  | 0 | 6.4149 | 0.49042 | 0.2
4496 | 2021-07-07 07:00 | 80.8833 |  | 32.6667 | 7.8744 | 0.23625 | 0.2 | 6.4112 | 59.3888 | 83.6458 | 0 |  | 80.8833 | 47.7862 | 32.9839 | 0.018715 | 47.7862 | 32.9839 | 0.016581 | 28.5852 | 31.3674 | 0 | 58.7535 | 58.7471 | 6770.759 | 11.3735 | 6077.686 | 6331.224 | 5942.2925 | 0 | 0 | 5938.9673 | 778.6191 | 0 | 0 | -0.30411 | 0 | 5939.2715 | 776.6975 | 5201.653 | 5175.6445
4497 | 2021-07-07 08:00 | 255.4667 |  | 46.6833 | 10.4251 | 0.79417 | 0.2 | 17.0666 | 50.344 | 72.8898 | 0 |  | 255.4667 | 209.2979 | 47.6009 | 0.059111 | 209.2979 | 47.6009 | 0.05237 | 184.1929 | 45.2694 | 0 | 224.8731 | 224.8892 | 25918.807 | 23.484 | 25337.375 | 25449.266 | 24467.521 | 0 | 0 | 24411.836 | 780.5573 | 0 | 0 | 12.3701 | 0 | 24399.467 | 778.0082 | 23538.096 | 23420.4043
4498 | 2021-07-07 09:00 | 418.2 |  | 52.5667 | 13.2168 | 1.5183 | 0.2 | 26.2527 | 39.1769 | 63.5728 | 0 |  | 418.2 | 367.8561 | 53.7149 | 0.096766 | 367.8561 | 53.7149 | 0.08573 | 344.9187 | 51.0845 | 0 | 388.0831 | 388.0149 | 44720.45 | 35.0179 | 44474.402 | 43143.715 | 41366.06 | 0 | 0 | 41197.543 | 758.7332 | 0 | 0 | 0 | 0 | 41197.543 | 758.7332 | 40118.457 | 39917.8633
4499 | 2021-07-07 10:00 | 540.4833 |  | 69.7667 | 15.6879 | 2.2837 | 0.2 | 33.2343 | 25.3797 | 56.4237 | 0 |  | 540.4833 | 474.8104 | 71.1979 | 0.12506 | 474.8104 | 71.1979 | 0.1108 | 455.6073 | 67.7118 | 0 | 512.8528 | 512.8144 | 59101.95 | 43.5148 | 59127.785 | 55857.176 | 53797.156 | 0 | 0 | 53493.27 | 735.7828 | 0 | 0 | 0 | 0 | 53493.27 | 735.7828 | 52128.957 | 51868.3125
4500 | 2021-07-07 11:00 | 606.6667 |  | 71.25 | 17.6592 | 2.3758 | 0.2 | 37.1192 | 9.0932 | 52.3475 | 0 |  | 606.6667 | 541.462 | 72.7676 | 0.14037 | 541.462 | 72.7676 | 0.12437 | 524.1739 | 69.2052 | 0 | 581.5116 | 581.3431 | 67000.41 | 49.0728 | 67160.484 | 62311.137 | 60208.07 | 0 | 0 | 59814.594 | 723.7903 | 0 | 0 | 0 | 0 | 59814.594 | 723.7903 | 58310.234 | 58018.6836
4501 | 2021-07-07 12:00 | 611.4833 |  | 62.85 | 19.0812 | 2.1292 | 0.2 | 37.2137 | 351.6919 | 52.0867 | 0 |  | 611.4833 | 556.5177 | 64.3319 | 0.14149 | 556.5177 | 64.3319 | 0.12535 | 538.9862 | 61.183 | 0 | 588.1658 | 588.0313 | 67771.88 | 51.2148 | 67942.65 | 62577.504 | 60483.17 | 0 | 0 | 60077.33 | 718.2898 | 0 | 0 | 0 | 0 | 60077.33 | 718.2898 | 58567.246 | 58274.4102
4502 | 2021-07-07 13:00 | 545.9833 |  | 58.2 | 19.9059 | 1.4671 | 0.2 | 33.4984 | 335.3089 | 55.7123 | 0 |  | 545.9833 | 496.8613 | 59.7132 | 0.12633 | 496.8613 | 59.7132 | 0.11193 | 477.5142 | 56.791 | 0 | 523.6191 | 523.47 | 60331.113 | 49.3864 | 60376.113 | 55921.918 | 53558.37 | 0 | 0 | 53240.695 | 721.9617 | 0 | 0 | 0 | 0 | 53240.695 | 721.9617 | 51882.07 | 51622.6602
4503 | 2021-07-07 14:00 | 435.2667 |  | 60.1 | 20.0817 | 1.2717 | 0.2 | 26.6444 | 321.3785 | 62.5537 | 0 |  | 435.2667 | 384.7423 | 61.7743 | 0.10071 | 384.7423 | 61.7743 | 0.089229 | 362.1504 | 58.7519 | 0 | 412.4842 | 412.7647 | 47572.38 | 43.5351 | 47380.96 | 44683.965 | 42017.207 | 0 | 0 | 41828.6 | 737.7034 | 0 | 0 | 0 | 0 | 41828.6 | 737.7034 | 40734.465 | 40530.793
4504 | 2021-07-07 15:00 | 272.3167 |  | 51.75 | 19.4253 | 2.0579 | 0.2 | 17.545 | 310.0909 | 71.6837 | 0 |  | 272.3167 | 229.4459 | 53.5085 | 0.06301 | 229.4459 | 53.5085 | 0.055824 | 204.3344 | 50.8925 | 0 | 250.1224 | 250.0764 | 28821.525 | 33.1354 | 28291.928 | 27546.367 | 25555.951 | 0 | 0 | 25487.375 | 757.2847 | 0 | 0 | 0 | 0 | 25487.375 | 757.2847 | 24633.092 | 24509.9277
4505 | 2021-07-07 16:00 | 92.2667 |  | 33.5833 | 18.0157 | 2.1154 | 0.2 | 6.9461 | 300.9538 | 82.3285 | 0 |  | 92.2667 | 64.648 | 34.9982 | 0.021349 | 64.648 | 34.9982 | 0.018914 | 43.6183 | 33.2897 | 0 | 75.3698 | 75.1571 | 8662.495 | 22.1253 | 7977.4644 | 8023.567 | 6762.6284 | 0 | 0 | 6754.968 | 674.0656 | 0 | 0 | 0 | 63.053 | 6691.915 | 686.6733 | 5907.7236 | 5878.1851
4506 | 2021-07-07 17:00 | 0 |  | 0 | 16.467 | 1.5783 | 0.2
4507 | 2021-07-07 18:00 | 0 |  | 0 | 15.6041 | 1.3404 | 0.2
4508 | 2021-07-07 19:00 | 0 |  | 0 | 14.8876 | 0.86542 | 0.2
4509 | 2021-07-07 20:00 | 0 |  | 0 | 14.0817 | 0.70083 | 0.2
4510 | 2021-07-07 21:00 | 0 |  | 0 | 13.2593 | 0.5525 | 0.2
4511 | 2021-07-07 22:00 | 0 |  | 0 | 12.4369 | 0.20083 | 0.2
4512 | 2021-07-07 23:00 | 0 |  | 0 | 11.6128 | 0.34917 | 0.2
4513 | 2021-07-08 | 0 |  | 0 | 10.7745 | 0.31292 | 0.2
4514 | 2021-07-08 01:00 | 0 |  | 0 | 9.9152 | 0.36042 | 0.2
4515 | 2021-07-08 02:00 | 0 |  | 0 | 9.1031 | 0.73542 | 0.2
4516 | 2021-07-08 03:00 | 0 |  | 0 | 8.605 | 0.78792 | 0.2
4517 | 2021-07-08 04:00 | 0 |  | 0 | 8.1779 | 0.725 | 0.2
4518 | 2021-07-08 05:00 | 0 |  | 0 | 7.8893 | 0.82333 | 0.2
4519 | 2021-07-08 06:00 | 0 |  | 0 | 8.0134 | 1.0854 | 0.2
4520 | 2021-07-08 07:00 | 86.4833 |  | 33.9667 | 9.4633 | 1.2983 | 0.2 | 6.4477 | 59.5013 | 83.611 | 0 |  | 86.4833 | 52.037 | 34.2839 | 0.020011 | 52.037 | 34.2839 | 0.017729 | 31.2557 | 32.6036 | 0 | 62.5821 | 62.6117 | 7216.1846 | 13.0166 | 6516.7676 | 6756.5513 | 6396.493 | 0 | 0 | 6392.5625 | 772.2347 | 0 | 0 | 0 | 0 | 6392.5625 | 772.2347 | 5625.631 | 5597.5029
4521 | 2021-07-08 08:00 | 264.4 |  | 51.5 | 11.9904 | 1.5346 | 0.2 | 17.1178 | 50.455 | 72.8402 | 0 |  | 264.4 | 213.4028 | 52.4614 | 0.061178 | 213.4028 | 52.4614 | 0.054201 | 187.907 | 49.8917 | 0 | 233.0428 | 233.0457 | 26858.164 | 25.0747 | 26291.367 | 26282.826 | 25378.506 | 0 | 0 | 25316.691 | 774.2415 | 0 | 0 | 0 | 0 | 25316.691 | 774.2415 | 24464.742 | 24342.418
4522 | 2021-07-08 09:00 | 432.7833 |  | 54.2167 | 14.737 | 2.0079 | 0.2 | 26.3217 | 39.2838 | 63.5054 | 0 |  | 432.7833 | 380.8394 | 55.3856 | 0.10014 | 380.8394 | 55.3856 | 0.08872 | 357.1933 | 52.6733 | 0 | 401.6693 | 401.6784 | 46293.793 | 36.8086 | 46077.953 | 44451.816 | 42711.953 | 0 | 0 | 42530.582 | 756.2993 | 0 | 0 | 0 | 0 | 42530.582 | 756.2993 | 41419.758 | 41212.6562
4523 | 2021-07-08 10:00 | 553.5 |  | 72.0667 | 17.046 | 2.6917 | 0.2 | 33.3229 | 25.4735 | 56.3366 | 0 |  | 553.5 | 485.588 | 73.5221 | 0.12807 | 485.588 | 73.5221 | 0.11347 | 466.0495 | 69.9222 | 0 | 525.2522 | 525.0984 | 60518.066 | 45.0155 | 60569.598 | 56949.25 | 55053.19 | 0 | 0 | 54734.125 | 733.9279 | 0 | 0 | 0 | 0 | 54734.125 | 733.9279 | 53341.97 | 53075.2617
4524 | 2021-07-08 11:00 | 623.6167 |  | 65.7 | 18.921 | 3.65 | 0.2 | 37.2256 | 9.1589 | 52.2422 | 0 |  | 623.6167 | 564.1788 | 67.1399 | 0.1443 | 564.1788 | 67.1399 | 0.12784 | 546.2754 | 63.8531 | 0 | 597.9259 | 597.6526 | 68881.37 | 49.3968 | 69070.75 | 64017.316 | 61674.88 | 0 | 0 | 61263.285 | 724.4932 | 0 | 0 | 0 | 0 | 61263.285 | 724.4932 | 59727.46 | 59428.8242
4525 | 2021-07-08 12:00 | 616.8166 |  | 83.2333 | 20.2661 | 2.7567 | 0.2 | 37.3307 | 351.7174 | 51.97 | 0 |  | 616.8166 | 541.2119 | 84.9929 | 0.14272 | 541.2119 | 84.9929 | 0.12645 | 524.2776 | 80.8326 | 0 | 593.008 | 593.0425 | 68348.79 | 51.7614 | 68527.98 | 62997.75 | 60587.246 | 0 | 0 | 60182.37 | 717.9496 | 0 | 0 | 0 | 0 | 60182.37 | 717.9496 | 58670 | 58376.6484
4526 | 2021-07-08 13:00 | 553.3833 |  | 60.9333 | 21.0154 | 2.3413 | 0.2 | 33.6169 | 335.295 | 55.5938 | 0 |  | 553.3833 | 501.569 | 62.4935 | 0.12805 | 501.569 | 62.4935 | 0.11344 | 482.1734 | 59.4352 | 0 | 530.7764 | 530.79 | 61176.12 | 49.7424 | 61235.52 | 56645.07 | 54338.3 | 0 | 0 | 54012.688 | 721.3935 | 0 | 0 | 0 | 0 | 54012.688 | 721.3935 | 52636.695 | 52373.5117
4527 | 2021-07-08 14:00 | 434.55 |  | 57.7333 | 21.1284 | 1.9717 | 0.2 | 26.7576 | 321.3363 | 62.4405 | 0 |  | 434.55 | 386.3823 | 59.3624 | 0.10055 | 386.3823 | 59.3624 | 0.089082 | 363.8531 | 56.4579 | 0 | 411.9048 | 411.8976 | 47472.04 | 43.7989 | 47278.773 | 44559.06 | 42088.008 | 0 | 0 | 41900.168 | 741.222 | 0 | 0 | 0 | 0 | 41900.168 | 741.222 | 40804.33 | 40600.3047
4528 | 2021-07-08 15:00 | 269.9 |  | 51.9 | 20.4204 | 2.8492 | 0.2 | 17.6499 | 310.031 | 71.579 | 0 |  | 269.9 | 226.7143 | 53.6609 | 0.062451 | 226.7143 | 53.6609 | 0.055329 | 202.1002 | 51.0375 | 0 | 248.0749 | 247.9489 | 28577.16 | 33.5332 | 28043.443 | 27273.186 | 25326.457 | 0 | 0 | 25258.701 | 757.1094 | 0 | 0 | 0 | 0 | 25258.701 | 757.1094 | 24407.555 | 24285.5156
4529 | 2021-07-08 16:00 | 89.8333 |  | 35.6333 | 18.989 | 2.0438 | 0.2 | 7.0426 | 300.8823 | 82.2325 | 0 |  | 89.8333 | 59.6278 | 37.0609 | 0.020786 | 59.6278 | 37.0609 | 0.018416 | 40.506 | 35.2514 | 0 | 74.2422 | 74.1192 | 8542.608 | 23.0551 | 7854.503 | 7880.5884 | 6712.242 | 0 | 0 | 6704.8467 | 670.1456 | 0 | 0 | 0 | 79.4404 | 6625.4062 | 685.4204 | 5844.9053 | 5815.6807
4530 | 2021-07-08 17:00 | 0 |  | 0 | 17.4423 | 1.7017 | 0.2
4531 | 2021-07-08 18:00 | 0 |  | 0 | 16.5822 | 1.6829 | 0.2
4532 | 2021-07-08 19:00 | 0 |  | 0 | 15.8537 | 2.6321 | 0.2
4533 | 2021-07-08 20:00 | 0 |  | 0 | 15.1666 | 2.8483 | 0.2
4534 | 2021-07-08 21:00 | 0 |  | 0 | 14.375 | 2.9912 | 0.2
4535 | 2021-07-08 22:00 | 0 |  | 0 | 13.5637 | 2.1283 | 0.2
4536 | 2021-07-08 23:00 | 0 |  | 0 | 12.7672 | 2.4079 | 0.2
4537 | 2021-07-09 | 0 |  | 0 | 12.0643 | 2.9225 | 0.2
4538 | 2021-07-09 01:00 | 0 |  | 0 | 11.385 | 3 | 0.2
4539 | 2021-07-09 02:00 | 0 |  | 0 | 10.7486 | 3.0846 | 0.2
4540 | 2021-07-09 03:00 | 0 |  | 0 | 10.3704 | 3.3317 | 0.2
4541 | 2021-07-09 04:00 | 0 |  | 0 | 10.0505 | 1.6246 | 0.2
4542 | 2021-07-09 05:00 | 0 |  | 0 | 9.8445 | 0.91375 | 0.2
4543 | 2021-07-09 06:00 | 0 |  | 0 | 9.9998 | 1.025 | 0.2
4544 | 2021-07-09 07:00 | 79.4667 |  | 36.5333 | 11.4032 | 0.91125 | 0.2 | 6.4891 | 59.6182 | 83.5713 | 0 |  | 79.4667 | 42.5323 | 36.8488 | 0.018387 | 42.5323 | 36.8488 | 0.016291 | 25.6644 | 35.0428 | 0 | 59.4931 | 59.4984 | 6857.3843 | 14.8398 | 6162.7134 | 6355.4204 | 6016.697 | 0 | 0 | 6013.172 | 766.2664 | 0 | 0 | 0 | 0 | 6013.172 | 766.2664 | 5270.513 | 5244.1602
4545 | 2021-07-09 08:00 | 245.1333 |  | 48.9333 | 13.8331 | 1.5158 | 0.2 | 17.1745 | 50.5699 | 72.7853 | 0 |  | 245.1333 | 196.6424 | 49.871 | 0.05672 | 196.6424 | 49.871 | 0.050252 | 173.2522 | 47.4283 | 0 | 216.2669 | 216.2854 | 24927.564 | 25.9867 | 24331.062 | 24255.904 | 23487.334 | 0 | 0 | 23434.518 | 771.6795 | 0 | 0 | 0 | 0 | 23434.518 | 771.6795 | 22554.389 | 22441.6152
4546 | 2021-07-09 09:00 | 412.2167 |  | 59.1833 | 16.3839 | 2.8537 | 0.2 | 26.3967 | 39.3938 | 63.4322 | 0 |  | 412.2167 | 355.1248 | 60.4121 | 0.095381 | 355.1248 | 60.4121 | 0.084504 | 333.1772 | 57.4536 | 0 | 382.8182 | 382.7711 | 44115.16 | 36.6225 | 43857.508 | 42333.97 | 40904.37 | 0 | 0 | 40737.54 | 755.1324 | 0 | 0 | 0 | 0 | 40737.54 | 755.1324 | 39669.457 | 39471.1094
4547 | 2021-07-09 10:00 | 535.1834 |  | 62.7667 | 18.7113 | 3.3508 | 0.2 | 33.4179 | 25.569 | 56.2431 | 0 |  | 535.1834 | 476.4605 | 64.1067 | 0.12383 | 476.4605 | 64.1067 | 0.10971 | 457.3944 | 60.9678 | 0 | 507.995 | 507.9262 | 58539.3 | 44.9668 | 58554.836 | 55059.87 | 52878.09 | 0 | 0 | 52584.332 | 736.5403 | 0 | 0 | 0 | 0 | 52584.332 | 736.5403 | 51240.527 | 50984.3242
4548 | 2021-07-09 11:00 | 598.7667 |  | 62.9667 | 20.6281 | 2.9388 | 0.2 | 37.3385 | 9.2243 | 52.1302 | 0 |  | 598.7667 | 541.7766 | 64.3645 | 0.13855 | 541.7766 | 64.3645 | 0.12275 | 524.6956 | 61.2135 | 0 | 574.1909 | 574.0632 | 66162.32 | 50.8639 | 66308.96 | 61156.777 | 58836.48 | 0 | 0 | 58460.832 | 722.0084 | 0 | 0 | 0 | 0 | 58460.832 | 722.0084 | 56986.09 | 56701.1602
4549 | 2021-07-09 12:00 | 598.1167 |  | 64.2333 | 22.0039 | 3.2088 | 0.2 | 37.454 | 351.7399 | 51.8471 | 0 |  | 598.1167 | 541.4751 | 65.7326 | 0.1384 | 541.4751 | 65.7326 | 0.12261 | 524.653 | 62.5152 | 0 | 575.4247 | 575.4617 | 66324.35 | 51.9433 | 66471.4 | 61069.03 | 58312.695 | 0 | 0 | 57937.773 | 720.3611 | 0 | 0 | 0 | 0 | 57937.773 | 720.3611 | 56474.527 | 56192.1562
4550 | 2021-07-09 13:00 | 538.3333 |  | 65.8 | 22.79 | 3.6354 | 0.2 | 33.7407 | 335.2764 | 55.47 | 0 |  | 538.3333 | 481.238 | 67.4406 | 0.12456 | 481.238 | 67.4406 | 0.11036 | 462.7628 | 64.1401 | 0 | 516.3648 | 516.1563 | 59485.438 | 49.1276 | 59516.04 | 55176.445 | 52928.387 | 0 | 0 | 52621.656 | 725.059 | 0 | 0 | 0 | 0 | 52621.656 | 725.059 | 51277.004 | 51020.6211
4551 | 2021-07-09 14:00 | 423.4333 |  | 56.55 | 22.9458 | 3.7967 | 0.2 | 26.8751 | 321.2884 | 62.3231 | 0 |  | 423.4333 | 376.1444 | 58.1547 | 0.097977 | 376.1444 | 58.1547 | 0.086803 | 354.3714 | 55.3093 | 0 | 401.4871 | 401.5448 | 46279.383 | 43.2854 | 46063.54 | 43490.914 | 40839.582 | 0 | 0 | 40658.99 | 735.1418 | 0 | 0 | 0 | 0 | 40658.99 | 735.1418 | 39592.785 | 39394.8203
4552 | 2021-07-09 15:00 | 259.4833 |  | 47.95 | 22.281 | 4.4329 | 0.2 | 17.7583 | 309.9651 | 71.4709 | 0 |  | 259.4833 | 219.9279 | 49.6413 | 0.060041 | 219.9279 | 49.6413 | 0.053194 | 196.2469 | 47.2146 | 0 | 238.5923 | 238.5081 | 27489.21 | 34.0175 | 26938.018 | 26162.61 | 24142.148 | 0 | 0 | 24080.904 | 756.9719 | 0 | 0 | 0 | 0 | 24080.904 | 756.9719 | 23212.86 | 23096.7949
4553 | 2021-07-09 16:00 | 87.25 |  | 40.2833 | 20.9116 | 4.8096 | 0.2 | 7.1416 | 300.8046 | 82.134 | 0 |  | 87.25 | 51.5996 | 41.711 | 0.020188 | 51.5996 | 41.711 | 0.017886 | 35.2905 | 39.6736 | 0 | 73.4649 | 73.3153 | 8449.954 | 24.458 | 7756.2646 | 7754.6943 | 6742.8364 | 0 | 0 | 6737.1953 | 752.4327 | 0 | 0 | 0 | 0 | 6737.1953 | 752.4327 | 5950.5386 | 5920.7861
4554 | 2021-07-09 17:00 | 0 |  | 0 | 19.398 | 5.0275 | 0.2
4555 | 2021-07-09 18:00 | 0 |  | 0 | 18.3666 | 4.0633 | 0.2
4556 | 2021-07-09 19:00 | 0 |  | 0 | 17.4221 | 2.1633 | 0.2
4557 | 2021-07-09 20:00 | 0 |  | 0 | 16.4776 | 1.0204 | 0.2
4558 | 2021-07-09 21:00 | 0 |  | 0 | 15.5365 | 0.22833 | 0.2
4559 | 2021-07-09 22:00 | 0 |  | 0 | 14.6017 | 0.2475 | 0.2
4560 | 2021-07-09 23:00 | 0 |  | 0 | 13.5731 | 0.58708 | 0.2
4561 | 2021-07-10 | 0 |  | 0 | 12.4869 | 0.35167 | 0.2
4562 | 2021-07-10 01:00 | 0 |  | 0 | 11.3684 | 0.39667 | 0.2
4563 | 2021-07-10 02:00 | 0 |  | 0 | 10.3112 | 1.0933 | 0.2
4564 | 2021-07-10 03:00 | 0 |  | 0 | 9.6621 | 1.7363 | 0.2
4565 | 2021-07-10 04:00 | 0 |  | 0 | 9.1053 | 1.525 | 0.2
4566 | 2021-07-10 05:00 | 0 |  | 0 | 8.7286 | 1.8475 | 0.2
4567 | 2021-07-10 06:00 | 0 |  | 0 | 8.8235 | 1.9025 | 0.2
4568 | 2021-07-10 07:00 | 82.9333 |  | 37.4 | 10.1938 | 1.4387 | 0.2 | 6.5356 | 59.7394 | 83.5266 | 0 |  | 82.9333 | 45.0986 | 37.7144 | 0.01919 | 45.0986 | 37.7144 | 0.017001 | 27.3512 | 35.8661 | 0 | 61.9529 | 62.0004 | 7145.6885 | 13.6901 | 6447.1426 | 6671.128 | 6312.833 | 0 | 0 | 6309.002 | 771.9817 | 0 | 0 | 0 | 0 | 6309.002 | 771.9817 | 5547.1865 | 5519.4502
4569 | 2021-07-10 08:00 | 260.5333 |  | 46.4667 | 12.6111 | 1.6483 | 0.2 | 17.2367 | 50.6887 | 72.7249 | 0 |  | 260.5333 | 214.5257 | 47.379 | 0.060284 | 214.5257 | 47.379 | 0.053409 | 189.131 | 45.0583 | 0 | 229.5055 | 229.5057 | 26450.996 | 25.4301 | 25877.77 | 25841.934 | 25001.555 | 0 | 0 | 24942.357 | 774.9784 | 0 | 0 | 0 | 0 | 24942.357 | 774.9784 | 24093.453 | 23972.9844
4570 | 2021-07-10 09:00 | 426.4833 |  | 48.85 | 15.2554 | 1.7604 | 0.2 | 26.4777 | 39.5067 | 63.353 | 0 |  | 426.4833 | 379.8395 | 49.9413 | 0.098682 | 379.8395 | 49.9413 | 0.087428 | 356.4815 | 47.4957 | 0 | 395.8977 | 395.9647 | 45635.633 | 37.2594 | 45407.17 | 43740.863 | 41681.52 | 0 | 0 | 41510.457 | 760.6174 | 0 | 0 | 0 | 0 | 41510.457 | 760.6174 | 40423.906 | 40221.7852
4571 | 2021-07-10 10:00 | 556.3 |  | 58.9333 | 17.4629 | 2.0508 | 0.2 | 33.5193 | 25.6661 | 56.1432 | 0 |  | 556.3 | 501.588 | 60.2182 | 0.12872 | 501.588 | 60.2182 | 0.11404 | 481.6339 | 57.2698 | 0 | 528.1256 | 528.1866 | 60873.26 | 46.4294 | 60930.684 | 57023.176 | 54876.84 | 0 | 0 | 54554.816 | 732.4079 | 0 | 0 | 0 | 0 | 54554.816 | 732.4079 | 53166.676 | 52900.8398
4572 | 2021-07-10 11:00 | 633.2 |  | 67.4333 | 19.3207 | 1.8925 | 0.2 | 37.4579 | 9.289 | 52.0118 | 0 |  | 633.2 | 572.0367 | 68.8928 | 0.14651 | 572.0367 | 68.8928 | 0.1298 | 554.1254 | 65.5201 | 0 | 607.2526 | 607.189 | 69981.17 | 52.8605 | 70186.8 | 64302.28 | 61173.684 | 0 | 0 | 60748.453 | 708.7149 | 0 | 0 | 0 | 0 | 60748.453 | 708.7149 | 59223.785 | 58927.6641
4573 | 2021-07-10 12:00 | 629.1 |  | 67.8667 | 20.678 | 3.7375 | 0.2 | 37.5833 | 351.7595 | 51.718 | 0 |  | 629.1 | 569.1693 | 69.4192 | 0.14556 | 569.1693 | 69.4192 | 0.12896 | 551.6185 | 66.0213 | 0 | 605.2871 | 605.4595 | 69780.25 | 51.4292 | 69980.51 | 64405.42 | 61791.43 | 0 | 0 | 61373.156 | 722.0493 | 0 | 0 | 0 | 0 | 61373.156 | 722.0493 | 59834.953 | 59535.7773
4574 | 2021-07-10 13:00 | 566.95 |  | 73.0167 | 21.4441 | 4.2783 | 0.2 | 33.8698 | 335.253 | 55.3409 | 0 |  | 566.95 | 502.9832 | 74.7661 | 0.13118 | 502.9832 | 74.7661 | 0.11622 | 483.8181 | 71.1071 | 0 | 543.8266 | 543.8364 | 62679.535 | 48.3942 | 62764.883 | 58329.867 | 55114.316 | 0 | 0 | 54787.633 | 733.2062 | 0 | 0 | 0 | 0 | 54787.633 | 733.2062 | 53394.277 | 53127.3047
4575 | 2021-07-10 14:00 | 441.55 |  | 58.8333 | 21.5625 | 3.3196 | 0.2 | 26.9968 | 321.2347 | 62.2015 | 0 |  | 441.55 | 392.3213 | 60.4788 | 0.10217 | 392.3213 | 60.4788 | 0.090517 | 369.7824 | 57.5197 | 0 | 418.756 | 418.4675 | 48229.996 | 43.2245 | 48051.113 | 45380.484 | 42863.414 | 0 | 0 | 42667.523 | 737.8577 | 0 | 0 | 0 | 0 | 42667.523 | 737.8577 | 41553.45 | 41345.6836
4576 | 2021-07-10 15:00 | 272.7 |  | 47.5833 | 20.8667 | 2.9362 | 0.2 | 17.8699 | 309.8931 | 71.3596 | 0 |  | 272.7 | 233.9837 | 49.2669 | 0.063099 | 233.9837 | 49.2669 | 0.055903 | 209.0019 | 46.8584 | 0 | 250.7432 | 250.4382 | 28864.232 | 34.0587 | 28335.01 | 27515.084 | 25517.355 | 0 | 0 | 25447.646 | 754.1664 | 0 | 0 | 0 | 0 | 25447.646 | 754.1664 | 24593.902 | 24470.9316
4577 | 2021-07-10 16:00 | 93.6833 |  | 38.8 | 19.4655 | 3.3733 | 0.2 | 7.2432 | 300.7208 | 82.033 | 0 |  | 93.6833 | 60.2148 | 40.2401 | 0.021677 | 60.2148 | 40.2401 | 0.019205 | 41.4605 | 38.2748 | 0 | 78.1406 | 77.97 | 8986.611 | 23.4917 | 8292.351 | 8311.748 | 7069.851 | 0 | 0 | 7061.8657 | 672.7818 | 0 | 0 | 0 | 71.7128 | 6990.153 | 686.9403 | 6190.426 | 6159.4736
4578 | 2021-07-10 17:00 | 0.06667 |  | 0.06667 | 17.9174 | 3.1421 | 0.2 | -4.3626 | 293.0813 | 89.8936 | 0 |  | 0.06667 | 0 | 0.073277 | 1.5426505e-05 | 0 | 0.073277 | 0 | 0 | 0.069686 | 0 | 0.068293 | 0.068291 | 7.8708 | 17.9209 | 0.041183 | 0.040892 | 0.040766 | 0 | 0 | 0.040765 | 7.5383 | 0 | 0 | 0 | 0.040765 | 0 | 650 | 0 | 0
4579 | 2021-07-10 18:00 | 0 |  | 0 | 16.9024 | 2.455 | 0.2
4580 | 2021-07-10 19:00 | 0 |  | 0 | 15.9925 | 2.0154 | 0.2
4581 | 2021-07-10 20:00 | 0 |  | 0 | 15.1189 | 1.6542 | 0.2
4582 | 2021-07-10 21:00 | 0 |  | 0 | 14.1301 | 1.1267 | 0.2
4583 | 2021-07-10 22:00 | 0 |  | 0 | 13.1198 | 1.2854 | 0.2
4584 | 2021-07-10 23:00 | 0 |  | 0 | 12.1296 | 1.4258 | 0.2
4585 | 2021-07-11 | 0 |  | 0 | 11.2625 | 1.1396 | 0.2
4586 | 2021-07-11 01:00 | 0 |  | 0 | 10.4027 | 1.0975 | 0.2
4587 | 2021-07-11 02:00 | 0 |  | 0 | 9.5914 | 1.6458 | 0.2
4588 | 2021-07-11 03:00 | 0 |  | 0 | 9.0963 | 1.7558 | 0.2
4589 | 2021-07-11 04:00 | 0 |  | 0 | 8.6728 | 0.64042 | 0.2
4590 | 2021-07-11 05:00 | 0 |  | 0 | 8.3888 | 1.1346 | 0.2
4591 | 2021-07-11 06:00 | 0 |  | 0 | 8.5007 | 1.0871 | 0.2
4592 | 2021-07-11 07:00 | 77.2167 |  | 37.2833 | 9.8131 | 1.3362 | 0.2 | 6.587 | 59.8649 | 83.477 | 0 |  | 77.2167 | 39.5437 | 37.5984 | 0.017867 | 39.5437 | 37.5984 | 0.015829 | 24.1151 | 35.7557 | 0 | 58.6733 | 58.7074 | 6766.173 | 13.1391 | 6073.0283 | 6294.392 | 5971.9194 | 0 | 0 | 5968.519 | 772.1282 | 0 | 0 | 0 | 0 | 5968.519 | 772.1282 | 5228.893 | 5202.7485
4593 | 2021-07-11 08:00 | 242.7 |  | 51.3667 | 12.1157 | 1.2525 | 0.2 | 17.3043 | 50.8111 | 72.6592 | 0 |  | 242.7 | 191.7217 | 52.3245 | 0.056157 | 191.7217 | 52.3245 | 0.049753 | 169.1452 | 49.7615 | 0 | 214.5286 | 214.5271 | 24724.594 | 24.3158 | 24125.066 | 24171.938 | 23248.533 | 0 | 0 | 23197.58 | 778.9947 | 0 | 0 | 8.8046 | 0 | 23188.775 | 777.4717 | 22304.564 | 22193.041
4594 | 2021-07-11 09:00 | 398.1833 |  | 70.5 | 14.6211 | 1.0096 | 0.2 | 26.5646 | 39.6226 | 63.2679 | 0 |  | 398.1833 | 329.5697 | 71.9126 | 0.092134 | 329.5697 | 71.9126 | 0.081627 | 309.4115 | 68.3912 | 0 | 370.2466 | 370.1746 | 42663.95 | 35.9068 | 42378.62 | 40995.113 | 39299.086 | 0 | 0 | 39145.45 | 755.6381 | 0 | 0 | 0 | 0 | 39145.45 | 755.6381 | 38115.617 | 37925.0391
4595 | 2021-07-11 10:00 | 504.15 |  | 90.7667 | 16.7133 | 1.7846 | 0.2 | 33.6272 | 25.7648 | 56.037 | 0 |  | 504.15 | 416.8607 | 92.6027 | 0.11665 | 416.8607 | 92.6027 | 0.10335 | 400.3804 | 88.069 | 0 | 478.6804 | 478.5613 | 55156.37 | 43.2781 | 55109.395 | 52096.184 | 49609.668 | 0 | 0 | 49356.902 | 746.0368 | 0 | 0 | 0 | 0 | 49356.902 | 746.0368 | 48086.652 | 47846.2188
4596 | 2021-07-11 11:00 | 569.7833 |  | 91.1167 | 18.4408 | 1.5646 | 0.2 | 37.5838 | 9.3532 | 51.8869 | 0 |  | 569.7833 | 483.9356 | 93.1459 | 0.13184 | 483.9356 | 93.1459 | 0.1168 | 468.8924 | 88.5867 | 0 | 546.3295 | 546.2476 | 62956.367 | 49.0678 | 63049.766 | 58492.688 | 56430.21 | 0 | 0 | 56083.848 | 725.5379 | 0 | 0 | 0 | 0 | 56083.848 | 725.5379 | 54661.6 | 54388.293
4597 | 2021-07-11 12:00 | 566.7 |  | 97.0667 | 19.6735 | 1.6329 | 0.2 | 37.7188 | 351.776 | 51.5828 | 0 |  | 566.7 | 476.2353 | 99.3246 | 0.13113 | 476.2353 | 99.3246 | 0.11617 | 461.6649 | 94.4638 | 0 | 545.0061 | 544.7654 | 62787.9 | 50.1227 | 62877.438 | 58119.062 | 56007.215 | 0 | 0 | 55662.504 | 721.9479 | 0 | 0 | 0 | 0 | 55662.504 | 721.9479 | 54249.625 | 53978.3789
4598 | 2021-07-11 13:00 | 505.0167 |  | 90.9 | 20.368 | 2.6513 | 0.2 | 34.004 | 335.2247 | 55.2066 | 0 |  | 505.0167 | 421.6616 | 93.2013 | 0.11685 | 421.6616 | 93.2013 | 0.10353 | 405.7205 | 88.6411 | 0 | 484.4744 | 484.2652 | 55813.547 | 46.21 | 55777.566 | 52206.59 | 49696.97 | 0 | 0 | 49432.918 | 734.6729 | 0 | 0 | 0 | 0 | 49432.918 | 734.6729 | 48160.92 | 47920.1172
4599 | 2021-07-11 14:00 | 400.1167 |  | 70.6667 | 20.4756 | 3.8 | 0.2 | 27.1226 | 321.1753 | 62.0757 | 0 |  | 400.1167 | 337.6682 | 72.7403 | 0.092581 | 337.6682 | 72.7403 | 0.082023 | 318.4195 | 69.1823 | 0 | 379.8498 | 379.4439 | 43732.273 | 39.6928 | 43468.062 | 41520.355 | 39062.273 | 0 | 0 | 38904.973 | 752.0407 | 0 | 0 | 0 | 0 | 38904.973 | 752.0407 | 37880.94 | 37691.5391
4600 | 2021-07-11 15:00 | 245.0333 |  | 59.6833 | 19.8227 | 2.7342 | 0.2 | 17.9848 | 309.815 | 71.2451 | 0 |  | 245.0333 | 192.5949 | 61.5898 | 0.056697 | 192.5949 | 61.5898 | 0.050231 | 172.2099 | 58.5789 | 0 | 226.173 | 226.1607 | 26066.066 | 31.8459 | 25492.107 | 24926.816 | 23063.889 | 0 | 0 | 23008.64 | 761.4039 | 0 | 0 | 0 | 0 | 23008.64 | 761.4039 | 22121.615 | 22011.0078
4601 | 2021-07-11 16:00 | 82.8167 |  | 40.1833 | 18.5235 | 2.0412 | 0.2 | 7.3472 | 300.6309 | 81.9296 | 0 |  | 82.8167 | 46.711 | 41.6272 | 0.019163 | 46.711 | 41.6272 | 0.016977 | 32.3775 | 39.5939 | 0 | 70.532 | 70.5607 | 8132.5146 | 22.3948 | 7439.4014 | 7484.3433 | 6532.272 | 0 | 0 | 6527.0977 | 756.017 | 0 | 0 | 0 | 0 | 6527.0977 | 756.017 | 5752.2026 | 5723.4419
4602 | 2021-07-11 17:00 | 0 |  | 0 | 17.1038 | 1.63 | 0.2
4603 | 2021-07-11 18:00 | 0 |  | 0 | 16.2019 | 0.91625 | 0.2
4604 | 2021-07-11 19:00 | 0 |  | 0 | 15.3959 | 0.8 | 0.2
4605 | 2021-07-11 20:00 | 0 |  | 0 | 14.5976 | 0.82417 | 0.2
4606 | 2021-07-11 21:00 | 0 |  | 0 | 13.7218 | 0.97417 | 0.2
4607 | 2021-07-11 22:00 | 0 |  | 0 | 12.8321 | 1.0362 | 0.2
4608 | 2021-07-11 23:00 | 0 |  | 0 | 11.9535 | 1.2008 | 0.2
4609 | 2021-07-12 | 0 |  | 0 | 11.1413 | 1.0579 | 0.2
4610 | 2021-07-12 01:00 | 0 |  | 0 | 10.3283 | 2.3262 | 0.2
4611 | 2021-07-12 02:00 | 0 |  | 0 | 9.5614 | 3.2492 | 0.2
4612 | 2021-07-12 03:00 | 0 |  | 0 | 9.0938 | 2.4746 | 0.2
4613 | 2021-07-12 04:00 | 0 |  | 0 | 8.6938 | 0.81 | 0.2
4614 | 2021-07-12 05:00 | 0 |  | 0 | 8.426 | 0.26375 | 0.2
4615 | 2021-07-12 06:00 | 0 |  | 0 | 8.5392 | 0.33542 | 0.2
4616 | 2021-07-12 07:00 | 75.0333 |  | 36.65 | 9.8293 | 0.68458 | 0.2 | 6.6435 | 59.9945 | 83.4225 | 0 |  | 75.0333 | 38.0009 | 36.9664 | 0.017362 | 38.0009 | 36.9664 | 0.015382 | 23.3123 | 35.1546 | 0 | 57.2975 | 57.2879 | 6602.5264 | 13.1725 | 5911.7515 | 6126.569 | 5843.7417 | 0 | 0 | 5840.455 | 771.5299 | 0 | 0 | 0 | 0 | 5840.455 | 771.5299 | 5109.7344 | 5084.1855
4617 | 2021-07-12 08:00 | 236.75 |  | 58.9167 | 12.0768 | 1.0821 | 0.2 | 17.3775 | 50.9373 | 72.588 | 0 |  | 236.75 | 178.1734 | 59.8371 | 0.054781 | 178.1734 | 59.8371 | 0.048533 | 157.3108 | 56.9061 | 0 | 209.9325 | 209.9384 | 24196.377 | 24.1089 | 23589.086 | 23649.596 | 22630.484 | 0 | 0 | 22582.785 | 780.3799 | 0 | 0 | 47.0448 | 0 | 22535.74 | 774.5158 | 21642.05 | 21533.8398
4618 | 2021-07-12 09:00 | 392.7833 |  | 69.8333 | 14.5441 | 1.9192 | 0.2 | 26.6575 | 39.7414 | 63.1769 | 0 |  | 392.7833 | 324.7807 | 71.2379 | 0.090885 | 324.7807 | 71.2379 | 0.08052 | 305.029 | 67.7495 | 0 | 365.3229 | 365.2568 | 42095.613 | 34.6956 | 41799.492 | 40585.703 | 38635.086 | 0 | 0 | 38488.46 | 765.005 | 0 | 0 | 0 | 0 | 38488.46 | 765.005 | 37474.496 | 37287.1211
4619 | 2021-07-12 10:00 | 490.4 |  | 108.4 | 16.564 | 2.4813 | 0.2 | 33.7414 | 25.8649 | 55.9245 | 0 |  | 490.4 | 385.1837 | 110.4019 | 0.11347 | 385.1837 | 110.4019 | 0.10053 | 370.056 | 104.9969 | 0 | 465.5518 | 465.4921 | 53648.42 | 41.5971 | 53573.2 | 50917.23 | 49219.965 | 0 | 0 | 48970.74 | 745.0449 | 0 | 0 | 0 | 0 | 48970.74 | 745.0449 | 47709.367 | 47470.8203
4620 | 2021-07-12 11:00 | 533.3333 |  | 139.1167 | 18.1516 | 3.225 | 0.2 | 37.7162 | 9.4167 | 51.7555 | 0 |  | 533.3333 | 398.5256 | 141.6631 | 0.12341 | 398.5256 | 141.6631 | 0.10933 | 386.2315 | 134.7287 | 0 | 510.541 | 510.4284 | 58828.723 | 44.6878 | 58849.094 | 55379.207 | 52919.46 | 0 | 0 | 52625.523 | 738.5347 | 0 | 0 | 0 | 0 | 52625.523 | 738.5347 | 51280.785 | 51024.3828
4621 | 2021-07-12 12:00 | 549.3667 |  | 121.55 | 19.3374 | 2.4333 | 0.2 | 37.8602 | 351.7894 | 51.4416 | 0 |  | 549.3667 | 433.7944 | 124.1713 | 0.12712 | 433.7944 | 124.1713 | 0.11262 | 420.6307 | 118.0948 | 0 | 527.951 | 527.7165 | 60822.184 | 47.7788 | 60877.797 | 56712.062 | 54251.87 | 0 | 0 | 53937.945 | 731.9406 | 0 | 0 | 0 | 0 | 53937.945 | 731.9406 | 52563.637 | 52300.8203
4622 | 2021-07-12 13:00 | 497.85 |  | 109.85 | 20.0162 | 1.7492 | 0.2 | 34.1434 | 335.1914 | 55.0671 | 0 |  | 497.85 | 395.0282 | 112.4644 | 0.1152 | 395.0282 | 112.4644 | 0.10206 | 380.2149 | 106.962 | 0 | 477.4334 | 477.1144 | 54988.676 | 46.5433 | 54937.723 | 51366.91 | 49333.52 | 0 | 0 | 49072.15 | 731.3865 | 0 | 0 | 0 | 0 | 49072.15 | 731.3865 | 47808.445 | 47569.4023
4623 | 2021-07-12 14:00 | 373.9833 |  | 106.4167 | 20.0832 | 2.3733 | 0.2 | 27.2526 | 321.1101 | 61.9458 | 0 |  | 373.9833 | 274.1998 | 108.9991 | 0.086535 | 274.1998 | 108.9991 | 0.076666 | 258.694 | 103.6672 | 0 | 355.1139 | 355.0635 | 40921.84 | 39.2717 | 40604.477 | 38835.2 | 36890.598 | 0 | 0 | 36748.59 | 747.58 | 0 | 0 | 0 | 0 | 36748.59 | 747.58 | 35766.94 | 35588.1055
4624 | 2021-07-12 15:00 | 229 |  | 80.55 | 19.419 | 2.0508 | 0.2 | 18.1028 | 309.7308 | 71.1275 | 0 |  | 229 | 154.2071 | 82.7051 | 0.052987 | 154.2071 | 82.7051 | 0.046945 | 138.0295 | 78.6608 | 0 | 212.3565 | 212.4382 | 24484.168 | 31.0694 | 23885.428 | 23418.277 | 21949.615 | 0 | 0 | 21899.68 | 760.7732 | 0 | 0 | 0 | 0 | 21899.68 | 760.7732 | 20998.676 | 20893.6816
4625 | 2021-07-12 16:00 | 76.05 |  | 37.6 | 18.1547 | 2.3838 | 0.2 | 7.4535 | 300.5347 | 81.8239 | 0 |  | 76.05 | 42.0702 | 39.0497 | 0.017597 | 42.0702 | 39.0497 | 0.01559 | 29.3535 | 37.1427 | 0 | 65.1663 | 64.9173 | 7482.231 | 21.6613 | 6793.872 | 6855.309 | 5987.518 | 0 | 0 | 5983.2124 | 753.6995 | 0 | 0 | 0 | 0 | 5983.2124 | 753.6995 | 5242.5845 | 5216.3716
4626 | 2021-07-12 17:00 | 0 |  | 0 | 16.7918 | 2.6758 | 0.2
4627 | 2021-07-12 18:00 | 0 |  | 0 | 15.9373 | 2.3742 | 0.2
4628 | 2021-07-12 19:00 | 0 |  | 0 | 15.2151 | 2.8242 | 0.2
4629 | 2021-07-12 20:00 | 0 |  | 0 | 14.3829 | 2.4292 | 0.2
4630 | 2021-07-12 21:00 | 0 |  | 0 | 13.5299 | 1.8946 | 0.2
4631 | 2021-07-12 22:00 | 0 |  | 0 | 12.6769 | 0.88 | 0.2
4632 | 2021-07-12 23:00 | 0 |  | 0 | 11.8337 | 0.76292 | 0.2
4633 | 2021-07-13 | 0 |  | 0 | 11.0527 | 0.67417 | 0.2
4634 | 2021-07-13 01:00 | 0 |  | 0 | 10.2877 | 0.91208 | 0.2
4635 | 2021-07-13 02:00 | 0 |  | 0 | 9.5703 | 0.73875 | 0.2
4636 | 2021-07-13 03:00 | 0 |  | 0 | 9.142 | 0.7 | 0.2
4637 | 2021-07-13 04:00 | 0 |  | 0 | 8.7792 | 0.73625 | 0.2
4638 | 2021-07-13 05:00 | 0 |  | 0 | 8.544 | 1.07 | 0.2
4639 | 2021-07-13 06:00 | 0 |  | 0 | 8.6919 | 1.8683 | 0.2
4640 | 2021-07-13 07:00 | 79.1833 |  | 33.9333 | 10.0812 | 2.6787 | 0.2 | 6.7051 | 60.1283 | 83.3629 | 0 |  | 79.1833 | 44.7897 | 34.2506 | 0.018322 | 44.7897 | 34.2506 | 0.016232 | 27.6516 | 32.5719 | 0 | 59.019 | 59.0352 | 6803.8823 | 13.2276 | 6110.241 | 6331.244 | 5982.801 | 0 | 0 | 5979.3535 | 768.7413 | 0 | 0 | 0 | 0 | 5979.3535 | 768.7413 | 5238.9883 | 5212.7935
4641 | 2021-07-13 08:00 | 247.1333 |  | 61.1 | 12.4799 | 3.8433 | 0.2 | 17.4561 | 51.067 | 72.5114 | 0 |  | 247.1333 | 186.3666 | 62.0345 | 0.057183 | 186.3666 | 62.0345 | 0.050662 | 164.6768 | 58.9958 | 0 | 219.1991 | 219.2071 | 25263.934 | 23.5599 | 24672.51 | 24776.396 | 23757.549 | 0 | 0 | 23705.045 | 782.3035 | 0 | 0 | 45.407 | 0 | 23659.639 | 777.7689 | 22783.496 | 22669.5781
4642 | 2021-07-13 09:00 | 401.9333 |  | 66.95 | 15.0702 | 4.15 | 0.2 | 26.7564 | 39.863 | 63.08 | 0 |  | 401.9333 | 336.8518 | 68.3224 | 0.093002 | 336.8518 | 68.3224 | 0.082396 | 316.4905 | 64.9768 | 0 | 373.8379 | 373.8413 | 43084.902 | 33.7045 | 42807.598 | 41695.09 | 40219.426 | 0 | 0 | 40060.363 | 762.2856 | 0 | 0 | 0 | 0 | 40060.363 | 762.2856 | 39008.51 | 38813.4688
4643 | 2021-07-13 10:00 | 529.7667 |  | 62.7167 | 17.27 | 3.8567 | 0.2 | 33.8619 | 25.9665 | 55.8056 | 0 |  | 529.7667 | 470.905 | 64.0474 | 0.12258 | 470.905 | 64.0474 | 0.1086 | 452.5393 | 60.9114 | 0 | 503.1817 | 503.1425 | 57986.87 | 42.6864 | 57992.316 | 54932.4 | 52920.18 | 0 | 0 | 52632.586 | 743.3982 | 0 | 0 | 0 | 0 | 52632.586 | 743.3982 | 51287.688 | 51031.25
4644 | 2021-07-13 11:00 | 582.4833 |  | 83.15 | 19.0887 | 2.8533 | 0.2 | 37.855 | 9.4795 | 51.6177 | 0 |  | 582.4833 | 504.7516 | 84.7896 | 0.13478 | 504.7516 | 84.7896 | 0.11941 | 489.3046 | 80.6385 | 0 | 558.5443 | 558.5951 | 64379.875 | 48.6243 | 64497.24 | 59927.24 | 57670.527 | 0 | 0 | 57317.016 | 730.3152 | 0 | 0 | 0 | 0 | 57317.016 | 730.3152 | 55867.453 | 55588.1172
4645 | 2021-07-13 12:00 | 584.6167 |  | 97.9833 | 20.4104 | 2.905 | 0.2 | 38.0076 | 351.7996 | 51.2945 | 0 |  | 584.6167 | 493.3903 | 100.2488 | 0.13527 | 493.3903 | 100.2488 | 0.11985 | 478.5453 | 95.3427 | 0 | 562.4103 | 562.3091 | 64808.977 | 50.0726 | 64932.03 | 60029.223 | 56842.72 | 0 | 0 | 56474.03 | 708.2823 | 0 | 0 | 0 | 0 | 56474.03 | 708.2823 | 55043.12 | 54767.9062
4646 | 2021-07-13 13:00 | 534.6834 |  | 64.8 | 21.1708 | 1.6446 | 0.2 | 34.2879 | 335.1531 | 54.9226 | 0 |  | 534.6834 | 478.3439 | 66.4139 | 0.12372 | 478.3439 | 66.4139 | 0.10961 | 460.5568 | 63.1637 | 0 | 513.246 | 513.2946 | 59159.08 | 49.8456 | 59183.426 | 54727.254 | 51894.125 | 0 | 0 | 51598.023 | 722.9571 | 0 | 0 | 0 | 0 | 51598.023 | 722.9571 | 50276.574 | 50025.1914
4647 | 2021-07-13 14:00 | 413.8833 |  | 61.9333 | 21.3208 | 1.5475 | 0.2 | 27.3865 | 321.0389 | 61.812 | 0 |  | 413.8833 | 360.6194 | 63.6277 | 0.095767 | 360.6194 | 63.6277 | 0.084845 | 340.3942 | 60.5145 | 0 | 392.8905 | 392.6852 | 45258.72 | 43.355 | 45023.438 | 42499.86 | 40258.56 | 0 | 0 | 40085.945 | 736.2108 | 0 | 0 | 0 | 0 | 40085.945 | 736.2108 | 39033.48 | 38838.3125
4648 | 2021-07-13 15:00 | 256.0167 |  | 60.2167 | 20.6865 | 1.9233 | 0.2 | 18.2237 | 309.6404 | 71.0069 | 0 |  | 256.0167 | 203.3324 | 62.1305 | 0.059239 | 203.3324 | 62.1305 | 0.052483 | 182.1939 | 59.0932 | 0 | 236.4614 | 236.3228 | 27236.78 | 33.7221 | 26680.834 | 25938.139 | 24025.68 | 0 | 0 | 23965.055 | 757.0624 | 0 | 0 | 0 | 0 | 23965.055 | 757.0624 | 23094.701 | 22979.2285
4649 | 2021-07-13 16:00 | 87.8 |  | 37.8833 | 19.3698 | 2.0458 | 0.2 | 7.562 | 300.4324 | 81.716 | 0 |  | 87.8 | 54.5425 | 39.3381 | 0.020316 | 54.5425 | 39.3381 | 0.017999 | 38.3043 | 37.4171 | 0 | 74.207 | 73.985 | 8527.245 | 23.4282 | 7832.455 | 7854.91 | 6840.427 | 0 | 0 | 6834.653 | 755.0745 | 0 | 0 | 0 | 0 | 6834.653 | 755.0745 | 6042.819 | 6012.605
4650 | 2021-07-13 17:00 | 0 |  | 0 | 17.89 | 2.725 | 0.2
4651 | 2021-07-13 18:00 | 0 |  | 0 | 16.7922 | 2.0179 | 0.2
4652 | 2021-07-13 19:00 | 0 |  | 0 | 15.7694 | 1.6413 | 0.2
4653 | 2021-07-13 20:00 | 0 |  | 0 | 14.7611 | 1.1025 | 0.2
4654 | 2021-07-13 21:00 | 0 |  | 0 | 13.6497 | 1.1233 | 0.2
4655 | 2021-07-13 22:00 | 0 |  | 0 | 12.5197 | 1.325 | 0.2
4656 | 2021-07-13 23:00 | 0 |  | 0 | 11.3854 | 1.0421 | 0.2
4657 | 2021-07-14 | 0 |  | 0 | 10.2195 | 0.45167 | 0.2
4658 | 2021-07-14 01:00 | 0 |  | 0 | 9.0166 | 0.73292 | 0.2
4659 | 2021-07-14 02:00 | 0 |  | 0 | 7.8784 | 1.2733 | 0.2
4660 | 2021-07-14 03:00 | 0 |  | 0 | 7.1772 | 1.1387 | 0.2
4661 | 2021-07-14 04:00 | 0 |  | 0 | 6.5747 | 1.0879 | 0.2
4662 | 2021-07-14 05:00 | 0 |  | 0 | 6.165 | 1.1338 | 0.2
4663 | 2021-07-14 06:00 | 0 |  | 0 | 6.2126 | 2.0158 | 0.2
4664 | 2021-07-14 07:00 | 67.9667 |  | 38.05 | 7.2913 | 3.1417 | 0.2 | 6.7717 | 60.2661 | 83.2984 | 0 |  | 67.9667 | 29.6062 | 38.2171 | 0.015727 | 29.6062 | 38.2171 | 0.013933 | 18.4006 | 36.344 | 0 | 53.6497 | 53.6585 | 6184.33 | 10.0915 | 5500.832 | 5752.112 | 5495.4106 | 0 | 0 | 5492.5503 | 775.3078 | 0 | 0 | 0.046554 | 0 | 5492.5034 | 774.0599 | 4787.52 | 4763.582
4665 | 2021-07-14 08:00 | 211.7833 |  | 86.2333 | 9.2019 | 3.9571 | 0.2 | 17.5402 | 51.2003 | 72.4293 | 0 |  | 211.7833 | 125.7594 | 86.9353 | 0.049004 | 125.7594 | 86.9353 | 0.043415 | 111.2178 | 82.6766 | 0 | 190.0165 | 190.0186 | 21900.902 | 18.757 | 21261.584 | 21657.793 | 20548.078 | 0 | 0 | 20509.762 | 795.1091 | 0 | 0 | 92.7428 | 0 | 20417.02 | 785.1991 | 19506.3 | 19408.7695
4666 | 2021-07-14 09:00 | 359.0333 |  | 116.4333 | 11.3898 | 4.52 | 0.2 | 26.8612 | 39.9874 | 62.9772 | 0 |  | 359.0333 | 243.9305 | 118.079 | 0.083075 | 243.9305 | 118.079 | 0.073601 | 229.2808 | 112.2963 | 0 | 334.7455 | 334.7534 | 38580.383 | 27.7973 | 38218.047 | 37896.508 | 36620.117 | 0 | 0 | 36492.52 | 775.7292 | 0 | 0 | 0 | 0 | 36492.52 | 775.7292 | 35513.824 | 35336.2539
4667 | 2021-07-14 10:00 | 468.4 |  | 140.35 | 13.4435 | 4.9283 | 0.2 | 33.9887 | 26.0694 | 55.6805 | 0 |  | 468.4 | 330.7306 | 142.5449 | 0.10838 | 330.7306 | 142.5449 | 0.096021 | 317.9261 | 135.5656 | 0 | 444.4219 | 444.4553 | 51223.84 | 34.8268 | 51102.508 | 49604.83 | 47567.12 | 0 | 0 | 47345.55 | 763.199 | 0 | 0 | 0 | 0 | 47345.55 | 763.199 | 46121.73 | 45891.125
4668 | 2021-07-14 11:00 | 526.0167 |  | 154.1833 | 15.1285 | 3.7608 | 0.2 | 38.0001 | 9.5414 | 51.4736 | 0 |  | 526.0167 | 375.8376 | 156.8104 | 0.12171 | 375.8376 | 156.8104 | 0.10783 | 364.4317 | 149.1342 | 0 | 503.2946 | 503.2172 | 57997.992 | 40.6598 | 58003.457 | 55290.535 | 52620.934 | 0 | 0 | 52336.332 | 746.7946 | 0 | 0 | 0 | 0 | 52336.332 | 746.7946 | 50998.137 | 50743.1445
4669 | 2021-07-14 12:00 | 561.5666 |  | 110.1167 | 16.3146 | 2.7662 | 0.2 | 38.1609 | 351.8065 | 51.1414 | 0 |  | 561.5666 | 457.6778 | 112.5022 | 0.12994 | 457.6778 | 112.5022 | 0.11512 | 444.029 | 106.9962 | 0 | 540.0047 | 540.0262 | 62239.188 | 44.9817 | 62319.02 | 58581.047 | 56112.74 | 0 | 0 | 55781.44 | 739.055 | 0 | 0 | 0 | 0 | 55781.44 | 739.055 | 54365.918 | 54094.0898
4670 | 2021-07-14 13:00 | 516.55 |  | 95.4167 | 17.0585 | 2.6654 | 0.2 | 34.4372 | 335.1097 | 54.7732 | 0 |  | 516.55 | 428.6693 | 97.7693 | 0.11952 | 428.6693 | 97.7693 | 0.10589 | 412.8675 | 92.9855 | 0 | 495.7359 | 495.6601 | 57124.906 | 43.4915 | 57112.96 | 53924.05 | 51313.188 | 0 | 0 | 51036.773 | 739.4069 | 0 | 0 | 0 | 0 | 51036.773 | 739.4069 | 49728.094 | 49479.4531
4671 | 2021-07-14 14:00 | 416.8167 |  | 61.45 | 17.2571 | 2.125 | 0.2 | 27.5243 | 320.9618 | 61.6743 | 0 |  | 416.8167 | 364.0629 | 63.1336 | 0.096446 | 364.0629 | 63.1336 | 0.085447 | 343.8169 | 60.0446 | 0 | 395.7842 | 395.8485 | 45623.07 | 38.8928 | 45394.742 | 43462.66 | 41186.77 | 0 | 0 | 41011.387 | 750.8115 | 0 | 0 | 0 | 0 | 41011.387 | 750.8115 | 39936.75 | 39737.0664
4672 | 2021-07-14 15:00 | 249.6333 |  | 62.8167 | 16.7153 | 2.6837 | 0.2 | 18.3477 | 309.544 | 70.8834 | 0 |  | 249.6333 | 193.9446 | 64.7725 | 0.057762 | 193.9446 | 64.7725 | 0.051174 | 173.9678 | 61.6059 | 0 | 230.8623 | 230.7825 | 26598.445 | 29.0124 | 26032.307 | 25683.691 | 24080.88 | 0 | 0 | 24021.29 | 765.9027 | 0 | 0 | 0 | 0 | 24021.29 | 765.9027 | 23152.047 | 23036.2871
4673 | 2021-07-14 16:00 | 87.1167 |  | 45.85 | 15.5309 | 2.8483 | 0.2 | 7.6728 | 300.3239 | 81.606 | 0 |  | 87.1167 | 45.0301 | 47.2205 | 0.020158 | 45.0301 | 47.2205 | 0.017859 | 31.8277 | 44.9137 | 0 | 75.2065 | 75.1194 | 8657.975 | 19.5037 | 7956.5786 | 8080.197 | 7186.931 | 0 | 0 | 7181.0146 | 764.9769 | 0 | 0 | 0 | 0 | 7181.0146 | 764.9769 | 6372.2144 | 6340.353
4674 | 2021-07-14 17:00 | 0 |  | 0 | 14.1658 | 2.9671 | 0.2
4675 | 2021-07-14 18:00 | 0 |  | 0 | 13.1452 | 1.7488 | 0.2
4676 | 2021-07-14 19:00 | 0 |  | 0 | 12.1885 | 0.7275 | 0.2
4677 | 2021-07-14 20:00 | 0 |  | 0 | 11.2317 | 0.98625 | 0.2
4678 | 2021-07-14 21:00 | 0 |  | 0 | 10.275 | 0.875 | 0.2
4679 | 2021-07-14 22:00 | 0 |  | 0 | 9.3183 | 1.0008 | 0.2
4680 | 2021-07-14 23:00 | 0 |  | 0 | 8.3869 | 0.64042 | 0.2
4681 | 2021-07-15 | 0 |  | 0 | 7.6068 | 0.41375 | 0.2
4682 | 2021-07-15 01:00 | 0 |  | 0 | 6.8159 | 0.30083 | 0.2
4683 | 2021-07-15 02:00 | 0 |  | 0 | 6.0635 | 0.21292 | 0.2
4684 | 2021-07-15 03:00 | 0 |  | 0 | 5.5913 | 0.18792 | 0.2
4685 | 2021-07-15 04:00 | 0 |  | 0 | 5.1823 | 0.125 | 0.2
4686 | 2021-07-15 05:00 | 0 |  | 0 | 4.897 | 0.175 | 0.2
4687 | 2021-07-15 06:00 | 0 |  | 0 | 4.9758 | 0.14917 | 0.2
4688 | 2021-07-15 07:00 | 77.1833 |  | 38.6333 | 6.2176 | 0.3975 | 0.2 | 6.8433 | 60.4078 | 83.2289 | 0 |  | 77.1833 | 38.1421 | 38.9501 | 0.017859 | 38.1421 | 38.9501 | 0.015822 | 23.8728 | 37.0411 | 0 | 59.6956 | 59.6928 | 6879.756 | 9.747 | 6184.6084 | 6473.6533 | 6162.3003 | 0 | 0 | 6158.7637 | 783.6041 | 0 | 0 | 0.99706 | 0 | 6157.7666 | 781.3292 | 5405.5405 | 5378.5127
4689 | 2021-07-15 08:00 | 247.7833 |  | 53.1 | 8.4529 | 0.73375 | 0.2 | 17.6298 | 51.3371 | 72.3419 | 0 |  | 247.7833 | 194.9834 | 54.0694 | 0.057334 | 194.9834 | 54.0694 | 0.050795 | 172.5923 | 51.4209 | 0 | 219.5329 | 219.5482 | 25304.133 | 21.2368 | 24713.33 | 24988.627 | 23994.385 | 0 | 0 | 23941.203 | 787.1564 | 0 | 0 | 54.5371 | 0 | 23886.666 | 781.4842 | 23014.785 | 22899.7109
4690 | 2021-07-15 09:00 | 409.9 |  | 63.75 | 10.9463 | 1.1983 | 0.2 | 26.972 | 40.1145 | 62.8685 | 0 |  | 409.9 | 348.0153 | 65.0824 | 0.094845 | 348.0153 | 65.0824 | 0.084029 | 327.2563 | 61.8954 | 0 | 381.3687 | 381.383 | 43954.953 | 32.6891 | 43694.277 | 42690.02 | 40841.586 | 0 | 0 | 40681.277 | 767.6451 | 0 | 0 | 0 | 0 | 40681.277 | 767.6451 | 39614.54 | 39416.4648
4691 | 2021-07-15 10:00 | 528.6167 |  | 70.6667 | 13.2492 | 1.1138 | 0.2 | 34.1218 | 26.1736 | 55.5492 | 0 |  | 528.6167 | 461.6532 | 72.0907 | 0.12231 | 461.6532 | 72.0907 | 0.10837 | 443.9171 | 68.5609 | 0 | 502.2283 | 502.1132 | 57869.9 | 41.9852 | 57873.406 | 54941.3 | 53088.035 | 0 | 0 | 52799.52 | 745.2222 | 0 | 0 | 0 | 0 | 52799.52 | 745.2222 | 51450.85 | 51193.5977
4692 | 2021-07-15 11:00 | 594.4334 |  | 74.3 | 15.1202 | 1.0733 | 0.2 | 38.1516 | 9.6024 | 51.3232 | 0 |  | 594.4334 | 525.6909 | 75.8347 | 0.13754 | 525.6909 | 75.8347 | 0.12186 | 509.8761 | 72.122 | 0 | 570.3582 | 570.3274 | 65732.29 | 47.8201 | 65871.73 | 61361.87 | 58974.086 | 0 | 0 | 58601.31 | 730.2048 | 0 | 0 | 0 | 0 | 58601.31 | 730.2048 | 57123.484 | 56837.8672
4693 | 2021-07-15 12:00 | 592.5167 |  | 89.6 | 16.3 | 1.4112 | 0.2 | 38.32 | 351.81 | 50.9825 | 0 |  | 592.5167 | 509.808 | 91.7574 | 0.1371 | 509.808 | 91.7574 | 0.12146 | 494.7441 | 87.267 | 0 | 570.3709 | 570.1785 | 65715.336 | 48.4927 | 65853.58 | 61200.45 | 58746.254 | 0 | 0 | 58375.652 | 728.0375 | 0 | 0 | 0 | 0 | 58375.652 | 728.0375 | 56902.777 | 56618.2656
4694 | 2021-07-15 13:00 | 529.6 |  | 75.0667 | 16.9645 | 1.4829 | 0.2 | 34.5915 | 335.0611 | 54.6188 | 0 |  | 529.6 | 462.6154 | 76.8317 | 0.12254 | 462.6154 | 76.8317 | 0.10857 | 445.7148 | 73.0715 | 0 | 508.4106 | 508.3411 | 58588.78 | 45.5723 | 58603.24 | 54961.273 | 52711.277 | 0 | 0 | 52412.348 | 732.3734 | 0 | 0 | 0 | 0 | 52412.348 | 732.3734 | 51072.434 | 50817.0703
4695 | 2021-07-15 14:00 | 420.5833 |  | 59.6 | 17.0547 | 2.4079 | 0.2 | 27.666 | 320.8787 | 61.5328 | 0 |  | 420.5833 | 369.7577 | 61.2481 | 0.097317 | 369.7577 | 61.2481 | 0.086219 | 349.3729 | 58.2513 | 0 | 399.4718 | 399.6166 | 46057.42 | 38.617 | 45837.344 | 43921.664 | 41538.566 | 0 | 0 | 41361.645 | 753.8695 | 0 | 0 | 0 | 0 | 41361.645 | 753.8695 | 40278.64 | 40077.2461
4696 | 2021-07-15 15:00 | 260.3833 |  | 55 | 16.407 | 2.3654 | 0.2 | 18.4744 | 309.4413 | 70.7571 | 0 |  | 260.3833 | 213.154 | 56.8096 | 0.060249 | 213.154 | 56.8096 | 0.053378 | 191.4048 | 54.032 | 0 | 240.528 | 240.4601 | 27713.229 | 29.4067 | 27164.824 | 26765.307 | 24970.031 | 0 | 0 | 24906.328 | 768.8908 | 0 | 0 | 0 | 0 | 24906.328 | 768.8908 | 24056.553 | 23936.2695
4697 | 2021-07-15 16:00 | 91.2667 |  | 44.8667 | 15.1385 | 1.9163 | 0.2 | 7.7856 | 300.2093 | 81.494 | 0 |  | 91.2667 | 50.5638 | 46.3225 | 0.021118 | 50.5638 | 46.3225 | 0.018709 | 35.966 | 44.0592 | 0 | 78.4247 | 78.4125 | 9037.444 | 19.4651 | 8334.842 | 8464.804 | 7498.5283 | 0 | 0 | 7492.067 | 767.081 | 0 | 0 | 0 | 0 | 7492.067 | 767.081 | 6669.9336 | 6636.584
4698 | 2021-07-15 17:00 | 0 |  | 0 | 13.5864 | 1.5396 | 0.2
4699 | 2021-07-15 18:00 | 0 |  | 0 | 12.6616 | 1.4129 | 0.2
4700 | 2021-07-15 19:00 | 0 |  | 0 | 11.8541 | 1.3879 | 0.2
4701 | 2021-07-15 20:00 | 0 |  | 0 | 11.0465 | 1.2767 | 0.2
4702 | 2021-07-15 21:00 | 0 |  | 0 | 10.239 | 1.0388 | 0.2
4703 | 2021-07-15 22:00 | 0 |  | 0 | 9.4314 | 1.0604 | 0.2
4704 | 2021-07-15 23:00 | 0 |  | 0 | 8.6534 | 1.4596 | 0.2
4705 | 2021-07-16 | 0 |  | 0 | 8.059 | 1.5896 | 0.2
4706 | 2021-07-16 01:00 | 0 |  | 0 | 7.4986 | 1.2112 | 0.2
4707 | 2021-07-16 02:00 | 0 |  | 0 | 6.9726 | 1.7258 | 0.2
4708 | 2021-07-16 03:00 | 0 |  | 0 | 6.6578 | 0.97917 | 0.2
4709 | 2021-07-16 04:00 | 0 |  | 0 | 6.3907 | 1.0588 | 0.2
4710 | 2021-07-16 05:00 | 0 |  | 0 | 6.2168 | 1.6942 | 0.2
4711 | 2021-07-16 06:00 | 0 |  | 0 | 6.3573 | 2.2492 | 0.2
4712 | 2021-07-16 07:00 | 72.0167 |  | 39.6 | 7.6449 | 2.0492 | 0.2 | 6.92 | 60.5535 | 83.1543 | 0 |  | 72.0167 | 32.0672 | 39.7645 | 0.016664 | 32.0672 | 39.7645 | 0.014763 | 20.2179 | 37.8156 | 0 | 56.8728 | 56.8688 | 6554.23 | 10.7639 | 5864.16 | 6120.172 | 5784.3726 | 0 | 0 | 5781.2095 | 779.3523 | 0 | 0 | 0.027514 | 0 | 5781.182 | 779.208 | 5054.686 | 5029.4126
4713 | 2021-07-16 08:00 | 228.55 |  | 73.2167 | 9.875 | 2.5096 | 0.2 | 17.7248 | 51.4773 | 72.2491 | 0 |  | 228.55 | 155.5527 | 74.2095 | 0.052883 | 155.5527 | 74.2095 | 0.046852 | 137.8195 | 70.5744 | 0 | 204.226 | 204.2381 | 23539.646 | 20.8443 | 22922.91 | 23206.52 | 22214.498 | 0 | 0 | 22169.164 | 789.2042 | 0 | 0 | 36.3796 | 0 | 22132.785 | 783.477 | 21234.242 | 21128.0703
4714 | 2021-07-16 09:00 | 370.9667 |  | 106.4667 | 12.3508 | 2.6483 | 0.2 | 27.0886 | 40.2442 | 62.754 | 0 |  | 370.9667 | 265.8993 | 108.08 | 0.085836 | 265.8993 | 108.08 | 0.076047 | 250.1518 | 102.7871 | 0 | 345.8801 | 345.8904 | 39863.414 | 30.8111 | 39525.117 | 38836.652 | 37361.426 | 0 | 0 | 37225.105 | 767.9717 | 0 | 0 | 0 | 0 | 37225.105 | 767.9717 | 36238.105 | 36056.918
4715 | 2021-07-16 10:00 | 476.1333 |  | 134.3167 | 14.6103 | 3.3108 | 0.2 | 34.2612 | 26.2791 | 55.4116 | 0 |  | 476.1333 | 344.551 | 136.4882 | 0.11017 | 344.551 | 136.4882 | 0.097606 | 331.42 | 129.8055 | 0 | 452.001 | 451.9264 | 52085.99 | 38.0135 | 51981.14 | 49965.895 | 48144.75 | 0 | 0 | 47913.71 | 755.8881 | 0 | 0 | 0 | 0 | 47913.71 | 755.8881 | 46676.73 | 46443.3477
4716 | 2021-07-16 11:00 | 541.1167 |  | 141.1667 | 16.3592 | 5.3708 | 0.2 | 38.3093 | 9.6625 | 51.1665 | 0 |  | 541.1167 | 404.189 | 143.7253 | 0.12521 | 404.189 | 143.7253 | 0.11093 | 392.1396 | 136.6899 | 0 | 518.2529 | 518.0778 | 59709.957 | 40.7878 | 59746.555 | 56936.13 | 54518.215 | 0 | 0 | 54215.305 | 747.7322 | 0 | 0 | 0 | 0 | 54215.305 | 747.7322 | 52834.77 | 52570.5938
4717 | 2021-07-16 12:00 | 551.1333 |  | 132.9333 | 17.6504 | 4.355 | 0.2 | 38.4849 | 351.8101 | 50.8178 | 0 |  | 551.1333 | 423.891 | 135.6645 | 0.12752 | 423.891 | 135.6645 | 0.11298 | 411.4849 | 129.0252 | 0 | 529.6999 | 529.8238 | 61063.566 | 43.8146 | 61122.996 | 57673.31 | 55326.01 | 0 | 0 | 54996.75 | 730.6855 | 0 | 0 | 0 | 0 | 54996.75 | 730.6855 | 53598.723 | 53330.7305
4718 | 2021-07-16 13:00 | 490.9 |  | 128 | 18.3874 | 4.6604 | 0.2 | 34.7506 | 335.0073 | 54.4596 | 0 |  | 490.9 | 369.3106 | 130.8072 | 0.11359 | 369.3106 | 130.8072 | 0.10063 | 355.9431 | 124.4069 | 0 | 470.743 | 470.7249 | 54251.77 | 41.3123 | 54187 | 51528.383 | 49525.215 | 0 | 0 | 49270.363 | 743.7149 | 0 | 0 | 0 | 0 | 49270.363 | 743.7149 | 48002.1 | 47762.0898
4719 | 2021-07-16 14:00 | 391.2333 |  | 99.1667 | 18.5513 | 4.2367 | 0.2 | 27.8113 | 320.7896 | 61.3876 | 0 |  | 391.2333 | 299.117 | 101.6758 | 0.090526 | 299.117 | 101.6758 | 0.080202 | 282.7729 | 96.7024 | 0 | 371.8857 | 371.8358 | 42854.387 | 37.0127 | 42573.457 | 41014.004 | 39242.71 | 0 | 0 | 39084.875 | 753.0959 | 0 | 0 | 0 | 0 | 39084.875 | 753.0959 | 38056.504 | 37866.2227
4720 | 2021-07-16 15:00 | 241.1333 |  | 80.2833 | 17.9595 | 2.4679 | 0.2 | 18.604 | 309.3325 | 70.6281 | 0 |  | 241.1333 | 166.8838 | 82.4478 | 0.055795 | 166.8838 | 82.4478 | 0.049432 | 150.0184 | 78.4161 | 0 | 223.8658 | 223.8127 | 25795.506 | 30.0029 | 25216.072 | 24806.213 | 23322.934 | 0 | 0 | 23267.832 | 763.4983 | 0 | 0 | 0 | 0 | 23267.832 | 763.4983 | 22384.904 | 22272.9785
4721 | 2021-07-16 16:00 | 85.8 |  | 43.7167 | 16.7353 | 2.9967 | 0.2 | 7.9004 | 300.0885 | 81.38 | 0 |  | 85.8 | 45.7988 | 45.0468 | 0.019853 | 45.7988 | 45.0468 | 0.017589 | 32.7803 | 42.8461 | 0 | 74.1139 | 74.0615 | 8535.909 | 20.6258 | 7835.353 | 7930.2246 | 7063.949 | 0 | 0 | 7058.2407 | 762.6457 | 0 | 0 | 0 | 0 | 7058.2407 | 762.6457 | 6255.1987 | 6223.9229
4722 | 2021-07-16 17:00 | 0 |  | 0 | 15.4219 | 2.7429 | 0.2
4723 | 2021-07-16 18:00 | 0 |  | 0 | 14.5556 | 1.9679 | 0.2
4724 | 2021-07-16 19:00 | 0 |  | 0 | 13.7683 | 1.4912 | 0.2
4725 | 2021-07-16 20:00 | 0 |  | 0 | 12.9811 | 0.98 | 0.2
4726 | 2021-07-16 21:00 | 0 |  | 0 | 12.1939 | 0.39042 | 0.2
4727 | 2021-07-16 22:00 | 0 |  | 0 | 11.4067 | 0.34833 | 0.2
4728 | 2021-07-16 23:00 | 0 |  | 0 | 10.6177 | 0.68458 | 0.2
4729 | 2021-07-17 | 0 |  | 0 | 9.8138 | 0.925 | 0.2
4730 | 2021-07-17 01:00 | 0 |  | 0 | 8.9866 | 0.72667 | 0.2
4731 | 2021-07-17 02:00 | 0 |  | 0 | 8.2042 | 0.61292 | 0.2
4732 | 2021-07-17 03:00 | 0 |  | 0 | 7.7227 | 0.55167 | 0.2
4733 | 2021-07-17 04:00 | 0 |  | 0 | 7.3093 | 0.23958 | 0.2
4734 | 2021-07-17 05:00 | 0 |  | 0 | 7.0289 | 0.11292 | 0.2
4735 | 2021-07-17 06:00 | 0 |  | 0 | 7.1363 | 0.1 | 0.2
4736 | 2021-07-17 07:00 | 76.9333 |  | 41.0333 | 8.4433 | 0.22083 | 0.2 | 7.0019 | 60.7029 | 83.0748 | 0 |  | 76.9333 | 35.5059 | 41.1952 | 0.017801 | 35.5059 | 41.1952 | 0.015771 | 22.5562 | 39.1761 | 0 | 60.4976 | 60.5 | 6972.658 | 12.0493 | 6276.0547 | 6525.4873 | 6243.25 | 0 | 0 | 6239.5317 | 775.728 | 0 | 0 | 0 | 0 | 6239.5317 | 775.728 | 5482.0684 | 5454.6582
4737 | 2021-07-17 08:00 | 239.1 |  | 64.4167 | 10.6927 | 0.995 | 0.2 | 17.8253 | 51.6208 | 72.1508 | 0 |  | 239.1 | 174.9071 | 65.3685 | 0.055324 | 174.9071 | 65.3685 | 0.049015 | 155.1202 | 62.1665 | 0 | 212.941 | 212.9501 | 24543.746 | 22.9458 | 23941.645 | 24085.447 | 22944.61 | 0 | 0 | 22895.768 | 783.975 | 0 | 0 | 49.0675 | 0 | 22846.701 | 777.6797 | 21957.275 | 21847.4902
4738 | 2021-07-17 09:00 | 380.3167 |  | 97.1167 | 13.1587 | 1.3225 | 0.2 | 27.2111 | 40.3764 | 62.6337 | 0 |  | 380.3167 | 284.6698 | 98.6798 | 0.088 | 284.6698 | 98.6798 | 0.077964 | 267.9369 | 93.8473 | 0 | 354.5485 | 354.5318 | 40860.785 | 33.2568 | 40541.242 | 39539.137 | 38026.18 | 0 | 0 | 37886.17 | 765.5425 | 0 | 0 | 0 | 0 | 37886.17 | 765.5425 | 36886.793 | 36702.3594
4739 | 2021-07-17 10:00 | 498.6667 |  | 106.4167 | 15.3649 | 1.6483 | 0.2 | 34.4067 | 26.3857 | 55.2679 | 0 |  | 498.6667 | 395.3528 | 108.3935 | 0.11538 | 395.3528 | 108.3935 | 0.10223 | 380.412 | 103.0867 | 0 | 473.8287 | 473.8138 | 54608.773 | 41.8296 | 54551.633 | 51808.145 | 49487.09 | 0 | 0 | 49236.203 | 747.2197 | 0 | 0 | 0 | 0 | 49236.203 | 747.2197 | 47968.727 | 47728.8867
4740 | 2021-07-17 11:00 | 571.6333 |  | 105.85 | 17.1583 | 1.8329 | 0.2 | 38.4733 | 9.7216 | 51.0036 | 0 |  | 571.6333 | 470.679 | 108.0196 | 0.13227 | 470.679 | 108.0196 | 0.11718 | 456.7795 | 102.732 | 0 | 548.3213 | 548.3145 | 63195.004 | 47.5282 | 63292.35 | 59018.3 | 56703.914 | 0 | 0 | 56360.21 | 730.4177 | 0 | 0 | 0 | 0 | 56360.21 | 730.4177 | 54931.83 | 54657.168
4741 | 2021-07-17 12:00 | 575.5833 |  | 109.05 | 18.4489 | 2.6579 | 0.2 | 38.6555 | 351.8066 | 50.6473 | 0 |  | 575.5833 | 472.8371 | 111.4228 | 0.13318 | 472.8371 | 111.4228 | 0.11799 | 459.1345 | 105.9696 | 0 | 553.802 | 553.7667 | 63823.36 | 47.9908 | 63930.33 | 59511.812 | 57453.527 | 0 | 0 | 57096.406 | 727.6296 | 0 | 0 | 0 | 0 | 57096.406 | 727.6296 | 55651.72 | 55373.4609
4742 | 2021-07-17 13:00 | 512.15 |  | 105.5167 | 19.1622 | 2.945 | 0.2 | 34.9144 | 334.9481 | 54.2957 | 0 |  | 512.15 | 413.7684 | 108.0708 | 0.1185 | 413.7684 | 108.0708 | 0.10499 | 398.9338 | 102.7834 | 0 | 491.6829 | 491.9325 | 56696.78 | 45.0648 | 56676.63 | 53240.27 | 51153.836 | 0 | 0 | 50874.355 | 735.4595 | 0 | 0 | 0 | 0 | 50874.355 | 735.4595 | 49569.375 | 49321.5273
4743 | 2021-07-17 14:00 | 403.3 |  | 83.25 | 19.2865 | 3.7483 | 0.2 | 27.9603 | 320.6945 | 61.2387 | 0 |  | 403.3 | 327.7213 | 85.4946 | 0.093318 | 327.7213 | 85.4946 | 0.082676 | 309.9767 | 81.3123 | 0 | 383.4632 | 383.4901 | 44198.21 | 38.7544 | 43942.8 | 42096.04 | 39868.156 | 0 | 0 | 39703.96 | 751.6014 | 0 | 0 | 0 | 0 | 39703.96 | 751.6014 | 38660.676 | 38467.3711
4744 | 2021-07-17 15:00 | 257.5333 |  | 61.7 | 18.6834 | 3.2308 | 0.2 | 18.7362 | 309.2175 | 70.4964 | 0 |  | 257.5333 | 203.1155 | 63.6352 | 0.05959 | 203.1155 | 63.6352 | 0.052794 | 182.7877 | 60.5242 | 0 | 238.4457 | 238.52 | 27490.342 | 31.0804 | 26938.3 | 26406.25 | 24474.336 | 0 | 0 | 24412.863 | 765.3442 | 0 | 0 | 0 | 0 | 24412.863 | 765.3442 | 23551.783 | 23434.0254
4745 | 2021-07-17 16:00 | 95.3 |  | 49.4 | 17.4145 | 2.6533 | 0.2 | 8.0171 | 299.9616 | 81.2641 | 0 |  | 95.3 | 49.8866 | 50.8036 | 0.022051 | 49.8866 | 50.8036 | 0.019536 | 35.9257 | 48.3214 | 0 | 82.5621 | 82.5283 | 9511.722 | 21.8181 | 8804.652 | 8879.547 | 7920.8984 | 0 | 0 | 7913.811 | 763.6041 | 0 | 0 | 0 | 0 | 7913.811 | 763.6041 | 7076.478 | 7041.0952
4746 | 2021-07-17 17:00 | 0.26667 |  | 0.26667 | 16.0006 | 2.1721 | 0.2 | -3.6682 | 292.2506 | 89.7056 | 0 |  | 0.26667 | 0 | 0.29096 | 6.170371e-05 | 0 | 0.29096 | 0 | 0 | 0.2767 | 0 | 0.27117 | 0.27118 | 31.2544 | 16.0154 | 0.64855 | 0.64273 | 0.64106 | 0 | 0 | 0.64103 | 29.8008 | 0 | 0 | 0 | 0.64103 | 0 | 650 | 0 | 0
4747 | 2021-07-17 18:00 | 0 |  | 0 | 15.2685 | 0.57125 | 0.2
4748 | 2021-07-17 19:00 | 0 |  | 0 | 14.5451 | 0.33625 | 0.2
4749 | 2021-07-17 20:00 | 0 |  | 0 | 13.8014 | 0.525 | 0.2
4750 | 2021-07-17 21:00 | 0 |  | 0 | 13.0578 | 0.32667 | 0.2
4751 | 2021-07-17 22:00 | 0 |  | 0 | 12.3142 | 0.24917 | 0.2
4752 | 2021-07-17 23:00 | 0 |  | 0 | 11.5872 | 0.46125 | 0.2
4753 | 2021-07-18 | 0 |  | 0 | 10.9633 | 0.53625 | 0.2
4754 | 2021-07-18 01:00 | 0 |  | 0 | 10.3575 | 0.95458 | 0.2
4755 | 2021-07-18 02:00 | 0 |  | 0 | 9.7885 | 2.2175 | 0.2
4756 | 2021-07-18 03:00 | 0 |  | 0 | 9.4467 | 2.5742 | 0.2
4757 | 2021-07-18 04:00 | 0 |  | 0 | 9.1564 | 2.6483 | 0.2
4758 | 2021-07-18 05:00 | 0 |  | 0 | 8.9666 | 2.7912 | 0.2
4759 | 2021-07-18 06:00 | 0.06667 |  | 0.06667 | 9.1204 | 1.8438 | 0.2 | -4.6792 | 68.4541 | 90 | 0 |  | 0.06667 | 0 | 0.073454 | 1.5426505e-05 | 0 | 0.073454 | 0 | 0 | 0.069855 | 0 | 0.068458 | 0.068459 | 7.8901 | 9.1242 | 0.041378 | 0.040724 | 0.040606 | 0 | 0 | 0.040604 | 7.5115 | 0 | 0 | 0 | 0.040604 | 0 | 650 | 0 | 0
4760 | 2021-07-18 07:00 | 79.0667 |  | 39.4667 | 10.5277 | 1.5258 | 0.2 | 7.0887 | 60.8561 | 82.9902 | 0 |  | 79.0667 | 39.1576 | 39.7871 | 0.018295 | 39.1576 | 39.7871 | 0.016209 | 25.071 | 37.837 | 0 | 61.6499 | 61.6579 | 7106.224 | 13.9908 | 6407.803 | 6624.9385 | 6328.238 | 0 | 0 | 6324.4 | 770.7827 | 0 | 0 | 0 | 0 | 6324.4 | 770.7827 | 5561.632 | 5533.8237
4761 | 2021-07-18 08:00 | 241.2 |  | 62.4833 | 12.9264 | 1.5846 | 0.2 | 17.9313 | 51.7676 | 72.0472 | 0 |  | 241.2 | 178.9218 | 63.4226 | 0.05581 | 178.9218 | 63.4226 | 0.049446 | 158.8437 | 60.3158 | 0 | 214.7764 | 214.7918 | 24755.217 | 24.9584 | 24156.162 | 24156.521 | 23107.121 | 0 | 0 | 23056.73 | 776.3361 | 0 | 0 | 6.4441 | 0 | 23050.287 | 774.4913 | 22163.898 | 22053.0801
4762 | 2021-07-18 09:00 | 400.8333 |  | 75.3167 | 15.4854 | 2.1821 | 0.2 | 27.3395 | 40.5112 | 62.5075 | 0 |  | 400.8333 | 327.1727 | 76.7661 | 0.092747 | 327.1727 | 76.7661 | 0.08217 | 308.0922 | 73.0068 | 0 | 373.477 | 373.4847 | 43045.59 | 35.8458 | 42767.57 | 41379.28 | 39489.55 | 0 | 0 | 39336.12 | 762.9187 | 0 | 0 | 0 | 0 | 39336.12 | 762.9187 | 38301.69 | 38110.1836
4763 | 2021-07-18 10:00 | 521.5833 |  | 83.8667 | 17.7885 | 2.7708 | 0.2 | 34.5585 | 26.4935 | 55.118 | 0 |  | 521.5833 | 441.1393 | 85.6202 | 0.12069 | 441.1393 | 85.6202 | 0.10692 | 424.6137 | 81.4283 | 0 | 495.9212 | 495.8744 | 57150.336 | 44.1064 | 57140.566 | 53877.707 | 52031.004 | 0 | 0 | 51747.227 | 735.3539 | 0 | 0 | 0 | 0 | 51747.227 | 735.3539 | 50422.387 | 50170.2734
4764 | 2021-07-18 11:00 | 589.1333 |  | 90.3 | 19.7305 | 3.3054 | 0.2 | 38.6434 | 9.7795 | 50.8345 | 0 |  | 589.1333 | 504.0314 | 92.3052 | 0.13632 | 504.0314 | 92.3052 | 0.12077 | 489.2926 | 87.787 | 0 | 565.538 | 565.3358 | 65157.574 | 49.0139 | 65288.293 | 60588.707 | 58146.03 | 0 | 0 | 57773.805 | 718.6456 | 0 | 0 | 0 | 0 | 57773.805 | 718.6456 | 56314.168 | 56032.5977
4765 | 2021-07-18 12:00 | 607.6167 |  | 74.6833 | 21.1689 | 4.3683 | 0.2 | 38.8317 | 351.7995 | 50.4713 | 0 |  | 607.6167 | 540.0819 | 76.3071 | 0.14059 | 540.0819 | 76.3071 | 0.12456 | 524.5897 | 72.5719 | 0 | 585.2183 | 585.1349 | 67436.99 | 50.047 | 67603.01 | 62513.055 | 59975.453 | 0 | 0 | 59578.96 | 719.1209 | 0 | 0 | 0 | 0 | 59578.96 | 719.1209 | 58079.742 | 57789.3438
4766 | 2021-07-18 13:00 | 543.75 |  | 73.7667 | 21.9951 | 4.725 | 0.2 | 35.0828 | 334.8836 | 54.1271 | 0 |  | 543.75 | 478.1733 | 75.5041 | 0.12582 | 478.1733 | 75.5041 | 0.11147 | 461.1968 | 71.8088 | 0 | 522.3455 | 522.1099 | 60173.875 | 47.3479 | 60216.71 | 56163.074 | 54021.926 | 0 | 0 | 53708.914 | 730.7208 | 0 | 0 | 0 | 0 | 53708.914 | 730.7208 | 52339.75 | 52078.0508
4767 | 2021-07-18 14:00 | 424.45 |  | 66.3 | 22.164 | 4.4179 | 0.2 | 28.1128 | 320.5932 | 61.0864 | 0 |  | 424.45 | 366.6727 | 68.2908 | 0.098212 | 366.6727 | 68.2908 | 0.087011 | 347.003 | 64.9505 | 0 | 403.7145 | 403.547 | 46509.77 | 42.0353 | 46298.215 | 43897.348 | 41871.277 | 0 | 0 | 41684.67 | 740.6679 | 0 | 0 | 0 | 0 | 41684.67 | 740.6679 | 40593.965 | 40390.9961
4768 | 2021-07-18 15:00 | 263.7333 |  | 59.5 | 21.5169 | 3.6292 | 0.2 | 18.871 | 309.0963 | 70.3622 | 0 |  | 263.7333 | 211.7607 | 61.3742 | 0.061024 | 211.7607 | 61.3742 | 0.054065 | 190.7765 | 58.3731 | 0 | 244.1666 | 244.028 | 28124.885 | 33.9723 | 27582.672 | 26802.168 | 25100.732 | 0 | 0 | 25033.975 | 752.495 | 0 | 0 | 0 | 0 | 25033.975 | 752.495 | 24185.99 | 24065.0605
4769 | 2021-07-18 16:00 | 94.5333 |  | 44.1333 | 20.1605 | 3.5 | 0.2 | 8.1357 | 299.8285 | 81.1464 | 0 |  | 94.5333 | 54.706 | 45.6207 | 0.021874 | 54.706 | 45.6207 | 0.019379 | 39.6344 | 43.3919 | 0 | 81.3657 | 81.5077 | 9394.132 | 24.3452 | 8690.071 | 8692.561 | 7679.849 | 0 | 0 | 7672.875 | 752.2811 | 0 | 0 | 0 | 0 | 7672.875 | 752.2811 | 6843.8193 | 6809.6001
4770 | 2021-07-18 17:00 | 0.26667 |  | 0.26667 | 18.655 | 3.5 | 0.2 | -3.5633 | 292.1072 | 89.6729 | 0 |  | 0.26667 | 0 | 0.29075 | 6.170371e-05 | 0 | 0.29075 | 0 | 0 | 0.2765 | 0 | 0.27097 | 0.27098 | 31.2302 | 18.669 | 0.6475 | 0.64341 | 0.64179 | 0 | 0 | 0.64176 | 29.8426 | 0 | 0 | 0 | 0.64176 | 0 | 650 | 0 | 0
4771 | 2021-07-18 18:00 | 0 |  | 0 | 17.8035 | 3.21 | 0.2
4772 | 2021-07-18 19:00 | 0 |  | 0 | 17.0693 | 1.4583 | 0.2
4773 | 2021-07-18 20:00 | 0 |  | 0 | 16.3351 | 1.4967 | 0.2
4774 | 2021-07-18 21:00 | 0 |  | 0 | 15.6077 | 1.7517 | 0.2
4775 | 2021-07-18 22:00 | 0 |  | 0 | 14.9066 | 1.155 | 0.2
4776 | 2021-07-18 23:00 | 0 |  | 0 | 14.1159 | 0.7275 | 0.2
4777 | 2021-07-19 | 0 |  | 0 | 13.3078 | 0.50167 | 0.2
4778 | 2021-07-19 01:00 | 0 |  | 0 | 12.5062 | 0.38625 | 0.2
4779 | 2021-07-19 02:00 | 0 |  | 0 | 11.7548 | 0.72333 | 0.2
4780 | 2021-07-19 03:00 | 0 |  | 0 | 11.3069 | 0.66458 | 0.2
4781 | 2021-07-19 04:00 | 0 |  | 0 | 10.9277 | 0.3275 | 0.2
4782 | 2021-07-19 05:00 | 0 |  | 0 | 10.6826 | 0.15 | 0.2
4783 | 2021-07-19 06:00 | 0 |  | 0 | 10.7771 | 0.28625 | 0.2
4784 | 2021-07-19 07:00 | 56.5167 |  | 42.8167 | 11.7251 | 0.47167 | 0.2 | 7.1807 | 61.013 | 82.9007 | 0 |  | 56.5167 | 13.5444 | 42.8293 | 0.013077 | 13.5444 | 42.8293 | 0.011586 | 8.7415 | 40.7302 | 0 | 48.4823 | 48.4919 | 5588.98 | 14.5826 | 4917.3975 | 5074.955 | 4838.531 | 0 | 0 | 4836.2314 | 762.3705 | 0 | 0 | 0 | 0 | 4836.2314 | 762.3705 | 4185.9277 | 4164.998
4785 | 2021-07-19 08:00 | 173.2333 |  | 133.7167 | 13.3913 | 1.1425 | 0.2 | 18.0426 | 51.9176 | 71.9381 | 0 |  | 173.2333 | 39.5567 | 133.6375 | 0.040084 | 39.5567 | 133.6375 | 0.035513 | 35.1552 | 127.0904 | 0 | 159.0007 | 159.0052 | 18325.912 | 22.4793 | 17643.482 | 17777.459 | 17059.926 | 0 | 0 | 17032.197 | 775.8151 | 0 | 0 | 2.0382 | 0 | 17030.158 | 774.8162 | 16135.776 | 16055.0967
4786 | 2021-07-19 09:00 | 349.8 |  | 143.4667 | 15.5649 | 2.1546 | 0.2 | 27.4737 | 40.6485 | 62.3757 | 0 |  | 349.8 | 207.3615 | 144.7531 | 0.080939 | 207.3615 | 144.7531 | 0.071708 | 195.3672 | 137.6635 | 0 | 326.3701 | 326.3807 | 37614.94 | 33.3797 | 37234.707 | 36299.164 | 35178.234 | 0 | 0 | 35054.66 | 758.9926 | 0 | 0 | 0 | 0 | 35054.66 | 758.9926 | 34093.555 | 33923.0898
4787 | 2021-07-19 10:00 | 490.8 |  | 124.3833 | 17.7258 | 2.8967 | 0.2 | 34.7163 | 26.6023 | 54.9621 | 0 |  | 490.8 | 369.2477 | 126.4996 | 0.11356 | 369.2477 | 126.4996 | 0.10061 | 355.5409 | 120.3061 | 0 | 466.3301 | 466.3445 | 53746.688 | 42.3351 | 53673.297 | 50891.19 | 48908.86 | 0 | 0 | 48663.082 | 744.277 | 0 | 0 | 0 | 0 | 48663.082 | 744.277 | 47408.797 | 47171.75
4788 | 2021-07-19 11:00 | 563.2167 |  | 128.3167 | 19.5391 | 2.9517 | 0.2 | 38.8197 | 9.8363 | 50.6593 | 0 |  | 563.2167 | 439.3919 | 130.7762 | 0.13032 | 439.3919 | 130.7762 | 0.11546 | 426.6734 | 124.3748 | 0 | 540.0273 | 539.8297 | 62215.902 | 47.9551 | 62297.043 | 58014.35 | 56082.277 | 0 | 0 | 55743.93 | 726.3123 | 0 | 0 | 0 | 0 | 55743.93 | 726.3123 | 54329.242 | 54057.5938
4789 | 2021-07-19 12:00 | 536.3333 |  | 167.3833 | 20.7525 | 2.5671 | 0.2 | 39.0135 | 351.7888 | 50.2896 | 0 |  | 536.3333 | 373.8619 | 170.3275 | 0.1241 | 373.8619 | 170.3275 | 0.10995 | 363.2501 | 161.991 | 0 | 514.7362 | 514.4718 | 59294.56 | 48.3118 | 59323.15 | 55167.184 | 53108.758 | 0 | 0 | 52804.92 | 727.1769 | 0 | 0 | 0 | 0 | 52804.92 | 727.1769 | 51456.13 | 51198.8477
4790 | 2021-07-19 13:00 | 474.6333 |  | 161.3 | 21.3796 | 2.0025 | 0.2 | 35.2558 | 334.8136 | 53.9539 | 0 |  | 474.6333 | 318.7551 | 163.7995 | 0.10982 | 318.7551 | 163.7995 | 0.097299 | 307.5516 | 155.783 | 0 | 454.068 | 454.0995 | 52335.504 | 46.3378 | 52234.855 | 48869.04 | 46950.41 | 0 | 0 | 46714.434 | 730.454 | 0 | 0 | 0 | 0 | 46714.434 | 730.454 | 45505.277 | 45277.75
4791 | 2021-07-19 14:00 | 298.7 |  | 193.8333 | 21.2479 | 1.9508 | 0.2 | 28.2687 | 320.4858 | 60.9306 | 0 |  | 298.7 | 107.3438 | 194.8623 | 0.069115 | 107.3438 | 194.8623 | 0.061233 | 101.6399 | 185.3226 | 0 | 281.2232 | 281.2274 | 32412.79 | 36.7411 | 31939.273 | 30798.998 | 29710.555 | 0 | 0 | 29620.223 | 749.4986 | 0 | 0 | 0 | 0 | 29620.223 | 749.4986 | 28723.389 | 28579.7715
4792 | 2021-07-19 15:00 | 200.1167 |  | 124.3333 | 20.57 | 1.7992 | 0.2 | 19.0082 | 308.9689 | 70.2255 | 0 |  | 200.1167 | 78.5513 | 125.7789 | 0.046304 | 78.5513 | 125.7789 | 0.041024 | 70.8451 | 119.624 | 0 | 186.6598 | 186.6545 | 21512.309 | 30.9243 | 20869.504 | 20482.95 | 19432.326 | 0 | 0 | 19394.283 | 760.8778 | 0 | 0 | 0 | 0 | 19394.283 | 760.8778 | 18482.85 | 18390.4355
4793 | 2021-07-19 16:00 | 58.6167 |  | 47.3167 | 19.3967 | 2.1596 | 0.2 | 8.256 | 299.6893 | 81.0271 | 0 |  | 58.6167 | 12.2496 | 47.7965 | 0.013563 | 12.2496 | 47.7965 | 0.012016 | 8.9274 | 45.458 | 0 | 53.2977 | 53.279 | 6140.6094 | 22.3041 | 5459.3364 | 5503.7554 | 5200.6826 | 0 | 0 | 5197.7905 | 747.2619 | 0 | 0 | 0 | 0 | 5197.7905 | 747.2619 | 4516.3696 | 4493.7881
4794 | 2021-07-19 17:00 | 0.23333 |  | 0.23333 | 18.1602 | 2.3138 | 0.2 | -3.4571 | 291.9577 | 89.6399 | 0 |  | 0.23333 | 0 | 0.25434 | 5.3989297e-05 | 0 | 0.25434 | 0 | 0 | 0.24187 | 0 | 0.23704 | 0.23706 | 27.3215 | 18.173 | 0.49582 | 0.49244 | 0.49102 | 0 | 0 | 0.491 | 26.1019 | 0 | 0 | 0 | 0.491 | 0 | 650 | 0 | 0
4795 | 2021-07-19 18:00 | 0 |  | 0 | 17.2273 | 1.9767 | 0.2
4796 | 2021-07-19 19:00 | 0 |  | 0 | 16.3479 | 2.0112 | 0.2
4797 | 2021-07-19 20:00 | 0 |  | 0 | 15.4719 | 2.1983 | 0.2
4798 | 2021-07-19 21:00 | 0 |  | 0 | 14.6031 | 2.4467 | 0.2
4799 | 2021-07-19 22:00 | 0 |  | 0 | 13.6513 | 2.7412 | 0.2
4800 | 2021-07-19 23:00 | 0 |  | 0 | 12.6792 | 1.6817 | 0.2
4801 | 2021-07-20 | 0 |  | 0 | 11.6669 | 1.3767 | 0.2
4802 | 2021-07-20 01:00 | 0 |  | 0 | 10.6054 | 1.1629 | 0.2
4803 | 2021-07-20 02:00 | 0 |  | 0 | 9.5976 | 1.3467 | 0.2
4804 | 2021-07-20 03:00 | 0 |  | 0 | 8.9689 | 1.8225 | 0.2
4805 | 2021-07-20 04:00 | 0 |  | 0 | 8.426 | 1.8275 | 0.2
4806 | 2021-07-20 05:00 | 0 |  | 0 | 8.0507 | 1.3413 | 0.2
4807 | 2021-07-20 06:00 | 0 |  | 0 | 8.1191 | 1.0508 | 0.2
4808 | 2021-07-20 07:00 | 79.3333 |  | 42.2 | 9.3711 | 1.1113 | 0.2 | 7.2777 | 61.1735 | 82.8061 | 0 |  | 79.3333 | 36.7047 | 42.3614 | 0.018357 | 36.7047 | 42.3614 | 0.016263 | 23.8834 | 40.2851 | 0 | 62.8852 | 62.8898 | 7248.2637 | 12.9707 | 6547.8115 | 6789.97 | 6439.96 | 0 | 0 | 6435.995 | 773.4437 | 0 | 0 | 0 | 0 | 6435.995 | 773.4437 | 5666.456 | 5638.1235
4809 | 2021-07-20 08:00 | 231.4333 |  | 78.2833 | 11.4735 | 1.4312 | 0.2 | 18.1594 | 52.0708 | 71.8238 | 0 |  | 231.4333 | 153.2841 | 79.2919 | 0.05355 | 153.2841 | 79.2919 | 0.047443 | 136.3785 | 75.4077 | 0 | 207.5504 | 207.5656 | 23922.588 | 23.1821 | 23311.281 | 23436.174 | 22688.695 | 0 | 0 | 22640.295 | 778.9627 | 0 | 0 | 9.7662 | 0 | 22630.527 | 777.4507 | 21738.092 | 21629.4004
4810 | 2021-07-20 09:00 | 391.2833 |  | 94.6667 | 13.8362 | 2.3475 | 0.2 | 27.6136 | 40.7882 | 62.238 | 0 |  | 391.2833 | 298.0631 | 96.211 | 0.090537 | 298.0631 | 96.211 | 0.080212 | 280.9693 | 91.4994 | 0 | 365.0193 | 364.9828 | 42065.02 | 33.584 | 41768.266 | 40697.043 | 39296.28 | 0 | 0 | 39145.164 | 762.4924 | 0 | 0 | 0 | 0 | 39145.164 | 762.4924 | 38115.34 | 37924.7617
4811 | 2021-07-20 10:00 | 487.8 |  | 133.2 | 15.8319 | 2.0992 | 0.2 | 34.8803 | 26.7122 | 54.8001 | 0 |  | 487.8 | 357.3062 | 135.3659 | 0.11287 | 357.3062 | 135.3659 | 0.099998 | 344.1676 | 128.7382 | 0 | 463.4477 | 463.3945 | 53406.96 | 41.1892 | 53327.176 | 50749.863 | 48731.64 | 0 | 0 | 48489.863 | 747.8254 | 0 | 0 | 0 | 0 | 48489.863 | 747.8254 | 47239.574 | 47003.375
4812 | 2021-07-20 11:00 | 562.0333 |  | 129.7833 | 17.4786 | 2.7683 | 0.2 | 39.002 | 9.8919 | 50.4781 | 0 |  | 562.0333 | 436.6741 | 132.2546 | 0.13005 | 436.6741 | 132.2546 | 0.11522 | 424.1666 | 125.7808 | 0 | 538.9485 | 538.8425 | 62103.03 | 46.0802 | 62181.785 | 58258.266 | 56042.29 | 0 | 0 | 55712.863 | 734.3127 | 0 | 0 | 0 | 0 | 55712.863 | 734.3127 | 54298.867 | 54027.3711
4813 | 2021-07-20 12:00 | 563.0167 |  | 132.9167 | 18.6605 | 3.4942 | 0.2 | 39.2007 | 351.7742 | 50.1024 | 0 |  | 563.0167 | 435.782 | 135.6461 | 0.13027 | 435.782 | 135.6461 | 0.11542 | 423.5464 | 129.0077 | 0 | 541.503 | 541.5339 | 62414.04 | 46.4712 | 62496.855 | 58467.23 | 55860.926 | 0 | 0 | 55530.074 | 734.7257 | 0 | 0 | 0 | 0 | 55530.074 | 734.7257 | 54120.15 | 53849.5469
4814 | 2021-07-20 13:00 | 514.1834 |  | 113.1333 | 19.3302 | 4.0492 | 0.2 | 35.4333 | 334.7381 | 53.7763 | 0 |  | 514.1834 | 407.9396 | 115.7828 | 0.11897 | 407.9396 | 115.7828 | 0.10541 | 393.7487 | 110.1179 | 0 | 493.7893 | 493.6063 | 56886.617 | 44.0475 | 56870.77 | 53610.293 | 51516.12 | 0 | 0 | 51235.207 | 737.022 | 0 | 0 | 0 | 0 | 51235.207 | 737.022 | 49922.008 | 49672.3984
4815 | 2021-07-20 14:00 | 390.25 |  | 115.45 | 19.3899 | 3.6317 | 0.2 | 28.4281 | 320.3722 | 60.7714 | 0 |  | 390.25 | 281.2424 | 118.1223 | 0.090298 | 281.2424 | 118.1223 | 0.08 | 266.4423 | 112.3437 | 0 | 371.2104 | 371.2559 | 42788.465 | 38.337 | 42506.254 | 40780.71 | 38465.715 | 0 | 0 | 38313.99 | 752.7554 | 0 | 0 | 0 | 0 | 38313.99 | 752.7554 | 37304.246 | 37117.7227
4816 | 2021-07-20 15:00 | 236.7833 |  | 90.6333 | 18.709 | 2.6696 | 0.2 | 19.1479 | 308.8353 | 70.0864 | 0 |  | 236.7833 | 151.4394 | 92.4712 | 0.054788 | 151.4394 | 92.4712 | 0.04854 | 136.733 | 87.9482 | 0 | 220.1875 | 220.1286 | 25370.824 | 30.446 | 24784.258 | 24353.717 | 22795.963 | 0 | 0 | 22743.684 | 765.8623 | 0 | 0 | 0 | 0 | 22743.684 | 765.8623 | 21852.797 | 21743.5312
4817 | 2021-07-20 16:00 | 86.3167 |  | 46.35 | 17.4398 | 2.0654 | 0.2 | 8.378 | 299.5441 | 80.9061 | 0 |  | 86.3167 | 43.2699 | 47.6999 | 0.019972 | 43.2699 | 47.6999 | 0.017695 | 31.7184 | 45.3693 | 0 | 75.546 | 75.4308 | 8693.729 | 21.5738 | 7988.9873 | 8064.03 | 7256.428 | 0 | 0 | 7250.5557 | 760.5843 | 0 | 0 | 0 | 0 | 7250.5557 | 760.5843 | 6438.618 | 6406.4248
4818 | 2021-07-20 17:00 | 0.3 |  | 0.3 | 16.0738 | 1.9492 | 0.2 | -3.3498 | 291.8021 | 89.6067 | 0 |  | 0.3 | 0 | 0.32646 | 6.94158e-05 | 0 | 0.32646 | 0 | 0 | 0.31046 | 0 | 0.30425 | 0.30428 | 35.0687 | 16.0906 | 0.81725 | 0.80999 | 0.80704 | 0 | 0 | 0.80701 | 33.415 | 0 | 0 | 0 | 0.80701 | 0 | 650 | 0 | 0
4819 | 2021-07-20 18:00 | 0 |  | 0 | 15.4038 | 2.1612 | 0.2
4820 | 2021-07-20 19:00 | 0 |  | 0 | 14.8836 | 2.1396 | 0.2
4821 | 2021-07-20 20:00 | 0 |  | 0 | 14.2888 | 1.6558 | 0.2
4822 | 2021-07-20 21:00 | 0 |  | 0 | 13.6799 | 0.9525 | 0.2
4823 | 2021-07-20 22:00 | 0 |  | 0 | 13.0711 | 1.025 | 0.2
4824 | 2021-07-20 23:00 | 0 |  | 0 | 12.4961 | 0.83875 | 0.2
4825 | 2021-07-21 | 0 |  | 0 | 12.123 | 0.82417 | 0.2
4826 | 2021-07-21 01:00 | 0 |  | 0 | 11.7383 | 0.97417 | 0.2
4827 | 2021-07-21 02:00 | 0 |  | 0 | 11.3653 | 1.0121 | 0.2
4828 | 2021-07-21 03:00 | 0 |  | 0 | 11.1157 | 0.97833 | 0.2
4829 | 2021-07-21 04:00 | 0 |  | 0 | 10.8939 | 0.31625 | 0.2
4830 | 2021-07-21 05:00 | 0 |  | 0 | 10.7272 | 0.23625 | 0.2
4831 | 2021-07-21 06:00 | 0 |  | 0 | 10.8822 | 0.44917 | 0.2
4832 | 2021-07-21 07:00 | 84.0833 |  | 40.6667 | 12.6134 | 0.4975 | 0.2 | 7.3798 | 61.3374 | 82.7065 | 0 |  | 84.0833 | 42.9076 | 40.9919 | 0.019456 | 42.9076 | 40.9919 | 0.017237 | 28.1523 | 38.9828 | 0 | 65.7924 | 65.7958 | 7583.056 | 16.4859 | 6878.512 | 7059.3745 | 6765.2285 | 0 | 0 | 6760.7944 | 767.8319 | 0 | 0 | 0 | 0 | 6760.7944 | 767.8319 | 5972.8677 | 5943.0034
4833 | 2021-07-21 08:00 | 252.4 |  | 59.5667 | 15.4618 | 1.0821 | 0.2 | 18.2816 | 52.2271 | 71.7041 | 0 |  | 252.4 | 192.9755 | 60.4832 | 0.058402 | 192.9755 | 60.4832 | 0.051742 | 171.8878 | 57.5204 | 0 | 224.82 | 224.8242 | 25911.32 | 28.347 | 25329.828 | 25070.875 | 23807.646 | 0 | 0 | 23754.062 | 776.3168 | 0 | 0 | 0 | 0 | 23754.062 | 776.3168 | 22879.662 | 22765.2637
4834 | 2021-07-21 09:00 | 413.4833 |  | 73.35 | 18.4692 | 1.6467 | 0.2 | 27.7593 | 40.9303 | 62.0947 | 0 |  | 413.4833 | 341.7553 | 74.7772 | 0.095674 | 341.7553 | 74.7772 | 0.084763 | 322.3292 | 71.1153 | 0 | 385.5756 | 385.605 | 44440.766 | 40.0088 | 44189.363 | 42203.223 | 40625.027 | 0 | 0 | 40455.387 | 747.0986 | 0 | 0 | 0 | 0 | 40455.387 | 747.0986 | 39394.062 | 39197.0898
4835 | 2021-07-21 10:00 | 535.15 |  | 78.7 | 21.235 | 1.9104 | 0.2 | 35.0503 | 26.8231 | 54.6321 | 0 |  | 535.15 | 459.8896 | 80.1904 | 0.12383 | 459.8896 | 80.1904 | 0.1097 | 443.144 | 76.2638 | 0 | 509.0196 | 508.9844 | 58662.6 | 49.3272 | 58680.457 | 54396.066 | 51951.83 | 0 | 0 | 51660.67 | 726.0152 | 0 | 0 | 0 | 0 | 51660.67 | 726.0152 | 50337.797 | 50086.1094
4836 | 2021-07-21 11:00 | 606 |  | 82.2667 | 23.4973 | 2.125 | 0.2 | 39.1903 | 9.9462 | 50.2908 | 0 |  | 606 | 529.0439 | 83.8701 | 0.14022 | 529.0439 | 83.8701 | 0.12423 | 514.0548 | 79.7639 | 0 | 581.9424 | 582.0569 | 67082.97 | 55.3105 | 67244.29 | 61097.445 | 58816.793 | 0 | 0 | 58428.62 | 711.8821 | 0 | 0 | 0 | 0 | 58428.62 | 711.8821 | 56954.586 | 56669.8125
4837 | 2021-07-21 12:00 | 599.9167 |  | 110.8667 | 25.3229 | 1.9387 | 0.2 | 39.3934 | 351.7558 | 49.9098 | 0 |  | 599.9167 | 495.4601 | 113.2504 | 0.13881 | 495.4601 | 113.2504 | 0.12298 | 481.7035 | 107.7077 | 0 | 577.6229 | 577.6313 | 66574.45 | 57.1629 | 66726.45 | 60233.28 | 57350.645 | 0 | 0 | 56975.938 | 709.8398 | 0 | 0 | 0 | 0 | 56975.938 | 709.8398 | 55533.914 | 55256.2422
4838 | 2021-07-21 13:00 | 530.5666 |  | 95.75 | 26.3244 | 1.8517 | 0.2 | 35.6151 | 334.657 | 53.5943 | 0 |  | 530.5666 | 442.2314 | 98.0989 | 0.12277 | 442.2314 | 98.0989 | 0.10877 | 427.0092 | 93.2989 | 0 | 509.9019 | 509.6658 | 58740.883 | 54.5295 | 58758.54 | 53500.15 | 51142.277 | 0 | 0 | 50846.234 | 711.077 | 0 | 0 | 0 | 0 | 50846.234 | 711.077 | 49541.895 | 49294.1875
4839 | 2021-07-21 14:00 | 422.3667 |  | 74 | 26.4468 | 1.5758 | 0.2 | 28.5906 | 320.2524 | 60.609 | 0 |  | 422.3667 | 356.4713 | 76.1155 | 0.09773 | 356.4713 | 76.1155 | 0.086584 | 337.8966 | 72.3923 | 0 | 402.0831 | 401.8002 | 46309.39 | 48.9635 | 46094.05 | 42724.61 | 40642.484 | 0 | 0 | 40458.094 | 723.9058 | 0 | 0 | 0 | 0 | 40458.094 | 723.9058 | 39396.7 | 39199.7188
4840 | 2021-07-21 15:00 | 269.5 |  | 59.35 | 25.4605 | 1.6983 | 0.2 | 19.2899 | 308.6954 | 69.9451 | 0 |  | 269.5 | 217.6852 | 61.2236 | 0.062359 | 217.6852 | 61.2236 | 0.055247 | 196.7621 | 58.2299 | 0 | 249.8922 | 249.6642 | 28775.223 | 39.3738 | 28243.39 | 26971.373 | 25202.816 | 0 | 0 | 25134.24 | 743.8867 | 0 | 0 | 0 | 0 | 25134.24 | 743.8867 | 24284.834 | 24163.4102
4841 | 2021-07-21 16:00 | 99.3333 |  | 44.1833 | 23.5262 | 1.7412 | 0.2 | 8.5016 | 299.3927 | 80.7835 | 0 |  | 99.3333 | 59.6329 | 45.6924 | 0.022984 | 59.6329 | 45.6924 | 0.020363 | 43.9623 | 43.4601 | 0 | 85.674 | 85.7648 | 9885.0625 | 28.2964 | 9178.539 | 9068.653 | 8019.9365 | 0 | 0 | 8012.2476 | 746.6139 | 0 | 0 | 0 | 0 | 8012.2476 | 746.6139 | 7171.8433 | 7135.9839
4842 | 2021-07-21 17:00 | 0.33333 |  | 0.33333 | 21.6588 | 0.96625 | 0.2 | -3.2414 | 291.6405 | 89.5731 | 0 |  | 0.33333 | 0 | 0.36228 | 7.7127894e-05 | 0 | 0.36228 | 0 | 0 | 0.34453 | 0 | 0.33764 | 0.33767 | 38.917 | 21.6782 | 1.0062 | 1.0029 | 0.99942 | 0 | 0 | 0.99938 | 37.2756 | 0 | 0 | 0 | 0.99938 | 0 | 650 | 0 | 0
4843 | 2021-07-21 18:00 | 0 |  | 0 | 20.4775 | 0.93792 | 0.2
4844 | 2021-07-21 19:00 | 0 |  | 0 | 19.4116 | 0.72667 | 0.2
4845 | 2021-07-21 20:00 | 0 |  | 0 | 18.3456 | 0.63708 | 0.2
4846 | 2021-07-21 21:00 | 0 |  | 0 | 17.2796 | 0.75 | 0.2
4847 | 2021-07-21 22:00 | 0 |  | 0 | 16.2237 | 0.58958 | 0.2
4848 | 2021-07-21 23:00 | 0 |  | 0 | 15.2448 | 0.33875 | 0.2
4849 | 2021-07-22 | 0 |  | 0 | 14.3648 | 0.3 | 0.2
4850 | 2021-07-22 01:00 | 0 |  | 0 | 13.494 | 0.33625 | 0.2
4851 | 2021-07-22 02:00 | 0 |  | 0 | 12.6743 | 0.62167 | 0.2
4852 | 2021-07-22 03:00 | 0 |  | 0 | 12.1784 | 1.0837 | 0.2
4853 | 2021-07-22 04:00 | 0 |  | 0 | 11.7557 | 1.3638 | 0.2
4854 | 2021-07-22 05:00 | 0 |  | 0 | 11.4765 | 0.92667 | 0.2
4855 | 2021-07-22 06:00 | 0 |  | 0 | 11.619 | 1.2908 | 0.2
4856 | 2021-07-22 07:00 | 84.6 |  | 37.75 | 13.0496 | 2.7788 | 0.2 | 7.4869 | 61.5049 | 82.6019 | 0 |  | 84.6 | 46.2926 | 38.0785 | 0.019575 | 46.2926 | 38.0785 | 0.017343 | 30.6295 | 36.2121 | 0 | 65.5048 | 65.5286 | 7552.2466 | 16.5262 | 6848.3164 | 7027.173 | 6690.984 | 0 | 0 | 6686.6387 | 768.3826 | 0 | 0 | 0 | 0 | 6686.6387 | 768.3826 | 5902.737 | 5873.2231
4857 | 2021-07-22 08:00 | 243.5167 |  | 68.2667 | 15.3361 | 3.1742 | 0.2 | 18.4092 | 52.3865 | 71.5791 | 0 |  | 243.5167 | 175.3548 | 69.2377 | 0.056346 | 175.3548 | 69.2377 | 0.04992 | 156.3756 | 65.846 | 0 | 217.7772 | 217.7902 | 25101.066 | 26.6848 | 24507.25 | 24379.908 | 23330.549 | 0 | 0 | 23278.818 | 773.5835 | 0 | 0 | 0 | 0 | 23278.818 | 773.5835 | 22396.07 | 22284.0898
4858 | 2021-07-22 09:00 | 402.4 |  | 89.8833 | 17.6395 | 3.0792 | 0.2 | 27.9108 | 41.0746 | 61.9457 | 0 |  | 402.4 | 313.9728 | 91.3898 | 0.09311 | 313.9728 | 91.3898 | 0.082491 | 296.2897 | 86.9143 | 0 | 375.5399 | 375.502 | 43278.26 | 37.2911 | 43004.652 | 41423.125 | 39366.742 | 0 | 0 | 39214.176 | 761.7671 | 0 | 0 | 0 | 0 | 39214.176 | 761.7671 | 38182.684 | 37991.7695
4859 | 2021-07-22 10:00 | 515.3333 |  | 105.1333 | 19.7928 | 2.4863 | 0.2 | 35.2262 | 26.9349 | 54.4581 | 0 |  | 515.3333 | 413.2509 | 107.0667 | 0.11924 | 413.2509 | 107.0667 | 0.10564 | 398.3556 | 101.8245 | 0 | 490.1765 | 490.1316 | 56488.812 | 46.1449 | 56466.914 | 52891.727 | 51127.582 | 0 | 0 | 50848.62 | 732.0862 | 0 | 0 | 0 | 0 | 50848.62 | 732.0862 | 49544.227 | 49296.5078
4860 | 2021-07-22 11:00 | 590.5167 |  | 100.6667 | 21.6029 | 3.3321 | 0.2 | 39.3846 | 9.9992 | 50.0976 | 0 |  | 590.5167 | 494.7696 | 102.7782 | 0.13664 | 494.7696 | 102.7782 | 0.12105 | 480.9082 | 97.7472 | 0 | 567.0822 | 566.9073 | 65339.85 | 50.9322 | 65473.54 | 60375.645 | 58422.266 | 0 | 0 | 58045.63 | 719.3163 | 0 | 0 | 0 | 0 | 58045.63 | 719.3163 | 56580.008 | 56297.1094
4861 | 2021-07-22 12:00 | 590.0167 |  | 127.65 | 22.9198 | 3.7054 | 0.2 | 39.5915 | 351.7335 | 49.7118 | 0 |  | 590.0167 | 468.3783 | 130.3268 | 0.13652 | 468.3783 | 130.3268 | 0.12095 | 455.5222 | 123.9488 | 0 | 567.8816 | 567.7107 | 65430.934 | 51.796 | 65564.984 | 60279.484 | 57732.438 | 0 | 0 | 57363.785 | 719.5177 | 0 | 0 | 0 | 0 | 57363.785 | 719.5177 | 55913.19 | 55633.625
4862 | 2021-07-22 13:00 | 534.9167 |  | 111.9667 | 23.6279 | 4.9804 | 0.2 | 35.8012 | 334.5702 | 53.4079 | 0 |  | 534.9167 | 430.1083 | 114.6 | 0.12377 | 430.1083 | 114.6 | 0.10966 | 415.4626 | 108.993 | 0 | 513.9664 | 513.5948 | 59193.56 | 48.2791 | 59219.39 | 55066.97 | 52411.04 | 0 | 0 | 52115.582 | 730.8494 | 0 | 0 | 0 | 0 | 52115.582 | 730.8494 | 50782.387 | 50528.4727
4863 | 2021-07-22 14:00 | 418.2 |  | 87.4833 | 23.7799 | 5.4054 | 0.2 | 28.7564 | 320.1264 | 60.4435 | 0 |  | 418.2 | 338.3508 | 89.8306 | 0.096766 | 338.3508 | 89.8306 | 0.08573 | 320.8965 | 85.4368 | 0 | 398.2066 | 398.1991 | 45894.11 | 42.5264 | 45670.88 | 43235.47 | 40900.28 | 0 | 0 | 40724.316 | 743.7735 | 0 | 0 | 0 | 0 | 40724.316 | 743.7735 | 39656.547 | 39458.2656
4864 | 2021-07-22 15:00 | 266.5167 |  | 72.25 | 23.1248 | 6.5717 | 0.2 | 19.4341 | 308.5494 | 69.8016 | 0 |  | 266.5167 | 201.167 | 74.3392 | 0.061668 | 201.167 | 74.3392 | 0.054635 | 182.0318 | 70.7043 | 0 | 247.6814 | 247.7273 | 28551.46 | 34.1846 | 28015.924 | 27206.123 | 25376.756 | 0 | 0 | 25310.242 | 759.2947 | 0 | 0 | 0 | 0 | 25310.242 | 759.2947 | 24458.383 | 24336.0898
4865 | 2021-07-22 16:00 | 99.5333 |  | 39.9833 | 21.9494 | 6.1162 | 0.2 | 8.6267 | 299.2353 | 80.6595 | 0 |  | 99.5333 | 64.3104 | 41.4793 | 0.023031 | 64.3104 | 41.4793 | 0.020404 | 47.6755 | 39.4533 | 0 | 85.3862 | 85.4924 | 9853.475 | 25.8462 | 9148.812 | 9110.467 | 8051.7056 | 0 | 0 | 8043.982 | 754.5268 | 0 | 0 | 0 | 0 | 8043.982 | 754.5268 | 7202.626 | 7166.6128
4866 | 2021-07-22 17:00 | 0.35 |  | 0.35 | 20.4836 | 5.9033 | 0.2 | -3.132 | 291.4729 | 89.5394 | 0 |  | 0.35 | 0 | 0.38003 | 8.0985104e-05 | 0 | 0.38003 | 0 | 0 | 0.36141 | 0 | 0.35418 | 0.3542 | 40.8233 | 20.4999 | 1.1066 | 1.1016 | 1.0983 | 0 | 0 | 1.0983 | 39.1183 | 0 | 0 | 0 | 1.0983 | 0 | 650 | 0 | 0
4867 | 2021-07-22 18:00 | 0 |  | 0 | 19.4101 | 5.1221 | 0.2
4868 | 2021-07-22 19:00 | 0 |  | 0 | 18.4131 | 3.7125 | 0.2
4869 | 2021-07-22 20:00 | 0 |  | 0 | 17.4161 | 2.5508 | 0.2
4870 | 2021-07-22 21:00 | 0 |  | 0 | 16.4191 | 3.2717 | 0.2
4871 | 2021-07-22 22:00 | 0 |  | 0 | 15.4235 | 3.2096 | 0.2
4872 | 2021-07-22 23:00 | 0 |  | 0 | 14.4282 | 4.045 | 0.2
4873 | 2021-07-23 | 0 |  | 0 | 13.377 | 4.1154 | 0.2
4874 | 2021-07-23 01:00 | 0 |  | 0 | 12.2892 | 3.6508 | 0.2
4875 | 2021-07-23 02:00 | 0 |  | 0 | 11.2606 | 3.9354 | 0.2
4876 | 2021-07-23 03:00 | 0 |  | 0 | 10.6278 | 3.7462 | 0.2
4877 | 2021-07-23 04:00 | 0 |  | 0 | 10.0846 | 2.1229 | 0.2
4878 | 2021-07-23 05:00 | 0 |  | 0 | 9.7167 | 1.5033 | 0.2
4879 | 2021-07-23 06:00 | 0 |  | 0 | 9.8552 | 1.1033 | 0.2
4880 | 2021-07-23 07:00 | 100.4667 |  | 40.7333 | 11.5159 | 0.84833 | 0.2 | 7.5991 | 61.6758 | 82.4924 | 0 |  | 100.4667 | 59.0125 | 41.0634 | 0.023247 | 59.0125 | 41.0634 | 0.020595 | 39.3781 | 39.0508 | 0 | 76.8603 | 76.92 | 8864.924 | 15.9715 | 8149.152 | 8374.557 | 7819.306 | 0 | 0 | 7813.4775 | 775.1389 | 0 | 0 | 0 | 0 | 7813.4775 | 775.1389 | 6979.46 | 6944.5625
4881 | 2021-07-23 08:00 | 292.6 |  | 58.1833 | 14.218 | 1.4571 | 0.2 | 18.542 | 52.5488 | 71.4488 | 0 |  | 292.6 | 234.5239 | 59.1881 | 0.067704 | 234.5239 | 59.1881 | 0.059982 | 209.3922 | 56.2888 | 0 | 260.3674 | 260.3747 | 30008.354 | 28.8883 | 29493.043 | 29145.762 | 28019.244 | 0 | 0 | 27944.059 | 772.3345 | 0 | 0 | 0 | 0 | 27944.059 | 772.3345 | 27061.254 | 26925.9473
4882 | 2021-07-23 09:00 | 473.9667 |  | 66.5333 | 16.9582 | 2.1408 | 0.2 | 28.0679 | 41.2213 | 61.7911 | 0 |  | 473.9667 | 409.2864 | 67.8151 | 0.10967 | 409.2864 | 67.8151 | 0.097162 | 386.4545 | 64.4939 | 0 | 441.9294 | 441.9045 | 50930.992 | 41.0937 | 50804.11 | 48360.44 | 46279.38 | 0 | 0 | 46060.637 | 747.5514 | 0 | 0 | 0 | 0 | 46060.637 | 747.5514 | 44866.72 | 44642.3828
4883 | 2021-07-23 10:00 | 603.6834 |  | 76 | 19.4235 | 3.4562 | 0.2 | 35.4082 | 27.0476 | 54.2783 | 0 |  | 603.6834 | 531.5557 | 77.4577 | 0.13968 | 531.5557 | 77.4577 | 0.12375 | 512.5963 | 73.6649 | 0 | 574.5359 | 574.397 | 66202.22 | 48.9729 | 66350.92 | 61593.953 | 59191.008 | 0 | 0 | 58815.45 | 727.446 | 0 | 0 | 0 | 0 | 58815.45 | 727.446 | 57332.926 | 57046.2617
4884 | 2021-07-23 11:00 | 672.6167 |  | 81.0833 | 21.4297 | 3.6104 | 0.2 | 39.5847 | 10.0508 | 49.8985 | 0 |  | 672.6167 | 597.4161 | 82.6664 | 0.15563 | 597.4161 | 82.6664 | 0.13789 | 580.8716 | 78.6192 | 0 | 646.301 | 646.0631 | 74460.34 | 54.4336 | 74730.32 | 68122.45 | 65966.195 | 0 | 0 | 65479.23 | 712.1363 | 0 | 0 | 0 | 0 | 65479.23 | 712.1363 | 63809.79 | 63490.7383
4885 | 2021-07-23 12:00 | 666.95 |  | 72.0667 | 22.8283 | 4.0492 | 0.2 | 39.7947 | 351.7072 | 49.5086 | 0 |  | 666.95 | 602.5543 | 73.6359 | 0.15432 | 602.5543 | 73.6359 | 0.13672 | 586.2096 | 70.0315 | 0 | 643.1162 | 643.0613 | 74113.92 | 55.0295 | 74376.44 | 67644.44 | 65110.36 | 0 | 0 | 64627.684 | 707.5987 | 0 | 0 | 0 | 0 | 64627.684 | 707.5987 | 62989.11 | 62674.1641
4886 | 2021-07-23 13:00 | 599.0666 |  | 61.8667 | 23.5409 | 3.7646 | 0.2 | 35.9915 | 334.4778 | 53.2174 | 0 |  | 599.0666 | 546.2222 | 63.3993 | 0.13862 | 546.2222 | 63.3993 | 0.12281 | 527.827 | 60.2965 | 0 | 576.3611 | 576.4874 | 66441.68 | 52.7847 | 66588.89 | 60989.402 | 58547.195 | 0 | 0 | 58160.94 | 714.0648 | 0 | 0 | 0 | 0 | 58160.94 | 714.0648 | 56692.785 | 56409.3203
4887 | 2021-07-23 14:00 | 473.5333 |  | 59.2167 | 23.6651 | 3.5429 | 0.2 | 28.9252 | 319.9941 | 60.2749 | 0 |  | 473.5333 | 423.8048 | 60.8359 | 0.10957 | 423.8048 | 60.8359 | 0.097073 | 402.1642 | 57.8591 | 0 | 450.8229 | 450.2672 | 51895.94 | 46.7376 | 51786.355 | 48371.027 | 45847.56 | 0 | 0 | 45619.254 | 731.6165 | 0 | 0 | 0 | 0 | 45619.254 | 731.6165 | 44435.65 | 44213.4688
4888 | 2021-07-23 15:00 | 294.6333 |  | 49.5 | 22.9731 | 2.5196 | 0.2 | 19.5805 | 308.3971 | 69.656 | 0 |  | 294.6333 | 253.7575 | 51.2061 | 0.068174 | 253.7575 | 51.2061 | 0.060399 | 229.8726 | 48.7026 | 0 | 273.0037 | 272.8372 | 31445.459 | 37.6201 | 30958.729 | 29731.293 | 27699.396 | 0 | 0 | 27616.848 | 746.6689 | 0 | 0 | 0 | 0 | 27616.848 | 746.6689 | 26737.295 | 26603.6074
4889 | 2021-07-23 16:00 | 110.3167 |  | 41.6 | 21.4746 | 2.1242 | 0.2 | 8.7533 | 299.0719 | 80.5341 | 0 |  | 110.3167 | 74.1187 | 43.1098 | 0.025526 | 74.1187 | 43.1098 | 0.022615 | 55.2473 | 41.004 | 0 | 94.3263 | 94.3133 | 10869.9375 | 26.6296 | 10163.522 | 10090.831 | 8920.49 | 0 | 0 | 8911.056 | 755.1643 | 0 | 0 | 0 | 0 | 8911.056 | 755.1643 | 8050.9585 | 8010.7036
4890 | 2021-07-23 17:00 | 0.35 |  | 0.35 | 19.7833 | 2.5225 | 0.2 | -3.0216 | 291.2994 | 89.5054 | 0 |  | 0.35 | 0 | 0.37975 | 8.0985104e-05 | 0 | 0.37975 | 0 | 0 | 0.36114 | 0 | 0.35391 | 0.35394 | 40.7907 | 19.8024 | 1.1048 | 1.0991 | 1.0958 | 0 | 0 | 1.0957 | 38.9992 | 0 | 0 | 0 | 1.0957 | 0 | 650 | 0 | 0
4891 | 2021-07-23 18:00 | 0 |  | 0 | 18.7356 | 2.4671 | 0.2
4892 | 2021-07-23 19:00 | 0 |  | 0 | 17.8043 | 1.5333 | 0.2
4893 | 2021-07-23 20:00 | 0 |  | 0 | 16.8729 | 0.74042 | 0.2
4894 | 2021-07-23 21:00 | 0 |  | 0 | 15.95 | 0.75 | 0.2
4895 | 2021-07-23 22:00 | 0 |  | 0 | 15.0599 | 0.7225 | 0.2
4896 | 2021-07-23 23:00 | 0 |  | 0 | 14.0784 | 1.3692 | 0.2
4897 | 2021-07-24 | 0 |  | 0 | 13.2058 | 1.8137 | 0.2
4898 | 2021-07-24 01:00 | 0 |  | 0 | 12.3389 | 1.2404 | 0.2
4899 | 2021-07-24 02:00 | 0 |  | 0 | 11.5204 | 1.2862 | 0.2
4900 | 2021-07-24 03:00 | 0 |  | 0 | 11.0195 | 1.2663 | 0.2
4901 | 2021-07-24 04:00 | 0 |  | 0 | 10.5904 | 0.52917 | 0.2
4902 | 2021-07-24 05:00 | 0 |  | 0 | 10.3024 | 0.38792 | 0.2
4903 | 2021-07-24 06:00 | 0.2 |  | 0.2 | 10.4503 | 0.3975 | 0.2 | -4.1494 | 69.497 | 90 | 0 |  | 0.2 | 0 | 0.21979 | 4.62772e-05 | 0 | 0.21979 | 0 | 0 | 0.20902 | 0 | 0.20484 | 0.20484 | 23.6073 | 10.4624 | 0.3702 | 0.36483 | 0.3638 | 0 | 0 | 0.36378 | 22.4623 | 0 | 0 | 0 | 0.36378 | 0 | 650 | 0 | 0
4904 | 2021-07-24 07:00 | 93.9833 |  | 42.3167 | 11.9763 | 1.0183 | 0.2 | 7.7163 | 61.8499 | 82.3779 | 0 |  | 93.9833 | 51.0348 | 42.648 | 0.021746 | 51.0348 | 42.648 | 0.019266 | 34.3464 | 40.5577 | 0 | 73.406 | 73.4006 | 8459.597 | 16.1953 | 7746.378 | 7956.3013 | 7582.328 | 0 | 0 | 7576.851 | 772.1124 | 0 | 0 | 0 | 0 | 7576.851 | 772.1124 | 6751.396 | 6717.6392
4905 | 2021-07-24 08:00 | 256.3833 |  | 65.6667 | 14.3179 | 1.7958 | 0.2 | 18.6802 | 52.714 | 71.3133 | 0 |  | 256.3833 | 190.7769 | 66.6224 | 0.059324 | 190.7769 | 66.6224 | 0.052558 | 170.5429 | 63.3588 | 0 | 229.2237 | 229.2518 | 26422.332 | 27.0371 | 25848.803 | 25686.146 | 24302.408 | 0 | 0 | 24246.574 | 774.3774 | 0 | 0 | 3.477 | 0 | 24243.098 | 773.3319 | 23378.393 | 23261.5
4906 | 2021-07-24 09:00 | 416.0167 |  | 75.5333 | 16.6787 | 2.0838 | 0.2 | 28.2306 | 41.3702 | 61.6309 | 0 |  | 416.0167 | 341.9937 | 76.977 | 0.09626 | 341.9937 | 76.977 | 0.085283 | 323.1032 | 73.2072 | 0 | 388.3842 | 388.3897 | 44763.28 | 37.9466 | 44518.08 | 42793.945 | 40980.023 | 0 | 0 | 40810.28 | 749.7885 | 0 | 0 | 0 | 0 | 40810.28 | 749.7885 | 39740.453 | 39541.7539
4907 | 2021-07-24 10:00 | 516.3 |  | 114.4667 | 18.727 | 2.8417 | 0.2 | 35.596 | 27.1611 | 54.0926 | 0 |  | 516.3 | 404.7418 | 116.505 | 0.11946 | 404.7418 | 116.505 | 0.10584 | 390.461 | 110.8009 | 0 | 491.2366 | 491.1792 | 56610.273 | 44.7118 | 56590.55 | 53256.5 | 51414.26 | 0 | 0 | 51137.617 | 733.7711 | 0 | 0 | 0 | 0 | 51137.617 | 733.7711 | 49826.637 | 49577.5039
4908 | 2021-07-24 11:00 | 540.4833 |  | 176.1167 | 20.2475 | 3.845 | 0.2 | 39.7907 | 10.1009 | 49.6936 | 0 |  | 540.4833 | 367.954 | 178.8199 | 0.12506 | 367.954 | 178.8199 | 0.1108 | 357.8849 | 170.0657 | 0 | 517.3915 | 517.332 | 59623.297 | 46.3946 | 59658.305 | 55836.984 | 53683.31 | 0 | 0 | 53377.48 | 733.594 | 0 | 0 | 0 | 0 | 53377.48 | 733.594 | 52015.777 | 51755.6992
4909 | 2021-07-24 12:00 | 526.5167 |  | 199.1667 | 21.2414 | 4.0967 | 0.2 | 40.0032 | 351.6769 | 49.3001 | 0 |  | 526.5167 | 331.5357 | 201.7738 | 0.12183 | 331.5357 | 201.7738 | 0.10793 | 322.6509 | 191.8967 | 0 | 504.2566 | 504.0455 | 58093.207 | 46.4269 | 58100.203 | 54369.41 | 52377.473 | 0 | 0 | 52083.27 | 730.343 | 0 | 0 | 0 | 0 | 52083.27 | 730.343 | 50750.805 | 50497.0508
4910 | 2021-07-24 13:00 | 431.0833 |  | 228.4833 | 21.6418 | 4.5396 | 0.2 | 36.186 | 334.3795 | 53.0228 | 0 |  | 431.0833 | 205.9761 | 230.3926 | 0.099747 | 205.9761 | 230.3926 | 0.088371 | 199.1173 | 219.1139 | 0 | 409.8666 | 409.8701 | 47239.387 | 41.7131 | 47041.67 | 44678.465 | 43099.906 | 0 | 0 | 42906.14 | 740.8381 | 0 | 0 | 0 | 0 | 42906.14 | 740.8381 | 41786.406 | 41577.4727
4911 | 2021-07-24 14:00 | 346.85 |  | 179.55 | 21.5792 | 3.5833 | 0.2 | 29.0969 | 319.8555 | 60.1033 | 0 |  | 346.85 | 171.1004 | 181.2624 | 0.080256 | 171.1004 | 181.2624 | 0.071104 | 162.4537 | 172.3901 | 0 | 328.147 | 328.0375 | 37808.71 | 38.3575 | 37432.7 | 35915.445 | 34013.695 | 0 | 0 | 33894.59 | 752.0292 | 0 | 0 | 0 | 0 | 33894.59 | 752.0292 | 32948.934 | 32784.1914
4912 | 2021-07-24 15:00 | 215.0333 |  | 124.6833 | 20.8643 | 3.1804 | 0.2 | 19.7289 | 308.2386 | 69.5084 | 0 |  | 215.0333 | 93.4981 | 126.101 | 0.049756 | 93.4981 | 126.101 | 0.044081 | 84.7905 | 119.9302 | 0 | 200.6263 | 200.5797 | 23116.912 | 31.3133 | 22495.812 | 22054.785 | 21115.203 | 0 | 0 | 21069.846 | 758.3594 | 0 | 0 | 0 | 0 | 21069.846 | 758.3594 | 20162.139 | 20061.3281
4913 | 2021-07-24 16:00 | 88.65 |  | 50.5167 | 19.658 | 4.6242 | 0.2 | 8.8812 | 298.9025 | 80.4073 | 0 |  | 88.65 | 41.0813 | 51.9056 | 0.020512 | 41.0813 | 51.9056 | 0.018173 | 30.7854 | 49.3691 | 0 | 78.5515 | 78.5724 | 9055.655 | 23.4909 | 8346.599 | 8377.49 | 7607.7744 | 0 | 0 | 7601.382 | 757.7869 | 0 | 0 | 0 | 0 | 7601.382 | 757.7869 | 6774.9907 | 6741.1157
4914 | 2021-07-24 17:00 | 0.35 |  | 0.35 | 18.3028 | 3.2842 | 0.2 | -2.9104 | 291.12 | 89.4713 | 0 |  | 0.35 | 0 | 0.37947 | 8.0985104e-05 | 0 | 0.37947 | 0 | 0 | 0.36087 | 0 | 0.35365 | 0.3537 | 40.7653 | 18.3212 | 1.1041 | 1.0967 | 1.093 | 0 | 0 | 1.093 | 38.8996 | 0 | 0 | 0 | 1.093 | 0 | 650 | 0 | 0
4915 | 2021-07-24 18:00 | 0 |  | 0 | 17.3268 | 2.9033 | 0.2
4916 | 2021-07-24 19:00 | 0 |  | 0 | 16.4204 | 2.2188 | 0.2
4917 | 2021-07-24 20:00 | 0 |  | 0 | 15.5177 | 1.5662 | 0.2
4918 | 2021-07-24 21:00 | 0 |  | 0 | 14.623 | 1.2654 | 0.2
4919 | 2021-07-24 22:00 | 0 |  | 0 | 13.6422 | 0.93708 | 0.2
4920 | 2021-07-24 23:00 | 0 |  | 0 | 12.6591 | 1.3829 | 0.2
4921 | 2021-07-25 | 0 |  | 0 | 11.7559 | 1.9925 | 0.2
4922 | 2021-07-25 01:00 | 0 |  | 0 | 10.8532 | 3.1288 | 0.2
4923 | 2021-07-25 02:00 | 0 |  | 0 | 10.0019 | 3.7517 | 0.2
4924 | 2021-07-25 03:00 | 0 |  | 0 | 9.4832 | 2.8462 | 0.2
4925 | 2021-07-25 04:00 | 0 |  | 0 | 9.0396 | 2.0767 | 0.2
4926 | 2021-07-25 05:00 | 0 |  | 0 | 8.7433 | 2.3112 | 0.2
4927 | 2021-07-25 06:00 | 0 |  | 0 | 8.8718 | 2.3225 | 0.2
4928 | 2021-07-25 07:00 | 83.4833 |  | 41 | 10.2839 | 2.7758 | 0.2 | 7.8385 | 62.0274 | 82.2584 | 0 |  | 83.4833 | 41.9571 | 41.3351 | 0.019317 | 41.9571 | 41.3351 | 0.017114 | 28.4796 | 39.3092 | 0 | 66.433 | 66.4327 | 7656.4507 | 13.809 | 6951.039 | 7190.397 | 6810.376 | 0 | 0 | 6805.9585 | 775.3005 | 0 | 0 | 0 | 0 | 6805.9585 | 775.3005 | 6015.631 | 5985.5527
4929 | 2021-07-25 08:00 | 249.9333 |  | 69.9333 | 12.6655 | 2.1775 | 0.2 | 18.8237 | 52.8822 | 71.1725 | 0 |  | 249.9333 | 180.0313 | 70.9126 | 0.057831 | 180.0313 | 70.9126 | 0.051236 | 161.1395 | 67.4388 | 0 | 224.0067 | 224.0285 | 25819.309 | 24.8809 | 25236.406 | 25242.041 | 24037.445 | 0 | 0 | 23983.58 | 779.5145 | 0 | 0 | 26.1611 | 0 | 23957.418 | 774.9933 | 23086.914 | 22971.4805
4930 | 2021-07-25 09:00 | 413.75 |  | 87.8833 | 15.2704 | 2.2637 | 0.2 | 28.399 | 41.5213 | 61.4651 | 0 |  | 413.75 | 327.2753 | 89.3694 | 0.095736 | 327.2753 | 89.3694 | 0.084818 | 309.3811 | 84.9928 | 0 | 386.4865 | 386.5106 | 44546.586 | 36.2628 | 44297.215 | 42806.74 | 41092.594 | 0 | 0 | 40925.65 | 760.3552 | 0 | 0 | 0 | 0 | 40925.65 | 760.3552 | 39853.062 | 39653.7969
4931 | 2021-07-25 10:00 | 522.6834 |  | 110.1167 | 17.4023 | 1.8146 | 0.2 | 35.7896 | 27.2755 | 53.901 | 0 |  | 522.6834 | 415.5108 | 112.1157 | 0.12094 | 415.5108 | 112.1157 | 0.10715 | 401.0128 | 106.6264 | 0 | 497.4864 | 497.4669 | 57334.4 | 44.9788 | 57327.965 | 53902.496 | 52177.613 | 0 | 0 | 51889.543 | 734.2358 | 0 | 0 | 0 | 0 | 51889.543 | 734.2358 | 50561.473 | 50308.6641
4932 | 2021-07-25 11:00 | 581.25 |  | 133.9333 | 19.1492 | 1.9346 | 0.2 | 40.0024 | 10.1495 | 49.483 | 0 |  | 581.25 | 451.6756 | 136.4348 | 0.13449 | 451.6756 | 136.4348 | 0.11916 | 439.466 | 129.7562 | 0 | 557.8378 | 557.7606 | 64284.496 | 49.8997 | 64400.676 | 59588.28 | 57384.3 | 0 | 0 | 57023.79 | 721.557 | 0 | 0 | 0 | 0 | 57023.79 | 721.557 | 55580.707 | 55302.8047
4933 | 2021-07-25 12:00 | 572.1167 |  | 145.9333 | 20.3767 | 2.4683 | 0.2 | 40.2168 | 351.6424 | 49.0865 | 0 |  | 572.1167 | 431.5861 | 148.7704 | 0.13238 | 431.5861 | 148.7704 | 0.11728 | 420.1629 | 141.4893 | 0 | 550.4191 | 550.5793 | 63456.176 | 50.0029 | 63557 | 58771.688 | 56492.71 | 0 | 0 | 56141.438 | 722.0268 | 0 | 0 | 0 | 0 | 56141.438 | 722.0268 | 54717.91 | 54444.3203
4934 | 2021-07-25 13:00 | 520.1834 |  | 125.4333 | 21.076 | 3.2008 | 0.2 | 36.3844 | 334.2755 | 52.8241 | 0 |  | 520.1834 | 401.2757 | 128.2182 | 0.12036 | 401.2757 | 128.2182 | 0.10664 | 388.0666 | 121.9445 | 0 | 499.8109 | 499.7051 | 57594.07 | 47.0834 | 57591.008 | 53757.3 | 51622.17 | 0 | 0 | 51334.074 | 730.1307 | 0 | 0 | 0 | 0 | 51334.074 | 730.1307 | 50018.625 | 49768.5312
4935 | 2021-07-25 14:00 | 422.2667 |  | 89.4167 | 21.2087 | 2.3317 | 0.2 | 29.2716 | 319.7106 | 59.9289 | 0 |  | 422.2667 | 340.3492 | 91.7897 | 0.097707 | 340.3492 | 91.7897 | 0.086564 | 323.3295 | 87.2999 | 0 | 402.4168 | 402.4623 | 46384.727 | 43 | 46170.797 | 43639.47 | 41501.36 | 0 | 0 | 41319.562 | 740.0728 | 0 | 0 | 0 | 0 | 41319.562 | 740.0728 | 40237.566 | 40036.3789
4936 | 2021-07-25 15:00 | 263.05 |  | 78.8167 | 20.5957 | 1.9146 | 0.2 | 19.8792 | 308.0739 | 69.3588 | 0 |  | 263.05 | 190.59 | 80.9846 | 0.060866 | 190.59 | 80.9846 | 0.053925 | 173.0294 | 77.0244 | 0 | 245.0528 | 244.859 | 28220.861 | 34.1075 | 27679.217 | 26888.059 | 25300.229 | 0 | 0 | 25234.166 | 757.6482 | 0 | 0 | 0 | 0 | 25234.166 | 757.6482 | 24383.361 | 24261.4453
4937 | 2021-07-25 16:00 | 103.6 |  | 44.05 | 19.3268 | 1.7258 | 0.2 | 9.0104 | 298.7271 | 80.2794 | 0 |  | 103.6 | 64.0771 | 45.58 | 0.023972 | 64.0771 | 45.58 | 0.021238 | 48.2692 | 43.3532 | 0 | 89.79 | 89.7557 | 10344.841 | 24.3224 | 9635.679 | 9639.705 | 8550.304 | 0 | 0 | 8542.025 | 761.0992 | 0 | 0 | 0 | 0 | 8542.025 | 761.0992 | 7688.1934 | 7649.7524
4938 | 2021-07-25 17:00 | 0.68333 |  | 0.68333 | 17.8507 | 1.7363 | 0.2 | -2.7983 | 290.9347 | 89.437 | 0 |  | 0.68333 | 0 | 0.73688 | 0.00015811 | 0 | 0.73688 | 0 | 0 | 0.70076 | 0 | 0.68674 | 0.6868 | 79.1549 | 17.8889 | 4.1552 | 4.1257 | 4.1125 | 0 | 0 | 4.1123 | 76.0426 | 0 | 0 | 0 | 4.1123 | 0 | 650 | 0 | 0
4939 | 2021-07-25 18:00 | 0 |  | 0 | 16.8216 | 1.8404 | 0.2
4940 | 2021-07-25 19:00 | 0 |  | 0 | 15.8827 | 1.0929 | 0.2
4941 | 2021-07-25 20:00 | 0 |  | 0 | 14.9713 | 0.69042 | 0.2
4942 | 2021-07-25 21:00 | 0 |  | 0 | 13.9511 | 0.41208 | 0.2
4943 | 2021-07-25 22:00 | 0 |  | 0 | 12.9108 | 0.73542 | 0.2
4944 | 2021-07-25 23:00 | 0 |  | 0 | 11.881 | 0.75167 | 0.2
4945 | 2021-07-26 | 0 |  | 0 | 10.9114 | 0.47583 | 0.2
4946 | 2021-07-26 01:00 | 0 |  | 0 | 9.9216 | 0.6225 | 0.2
4947 | 2021-07-26 02:00 | 0 |  | 0 | 8.9841 | 1.0692 | 0.2
4948 | 2021-07-26 03:00 | 0 |  | 0 | 8.404 | 1.7258 | 0.2
4949 | 2021-07-26 04:00 | 0 |  | 0 | 7.9047 | 0.97917 | 0.2
4950 | 2021-07-26 05:00 | 0 |  | 0 | 7.5636 | 0.95 | 0.2
4951 | 2021-07-26 06:00 | 0.1 |  | 0.1 | 7.6461 | 0.85 | 0.2 | -3.9344 | 69.8739 | 90 | 0 |  | 0.1 | 0 | 0.11004 | 2.31386e-05 | 0 | 0.11004 | 0 | 0 | 0.10465 | 0 | 0.10256 | 0.10256 | 11.8201 | 7.652 | 0.092833 | 0.091232 | 0.090985 | 0 | 0 | 0.090982 | 11.2446 | 0 | 0 | 0 | 0.090982 | 0 | 650 | 0 | 0
4952 | 2021-07-26 07:00 | 75.6833 |  | 45.1333 | 8.8596 | 1.0346 | 0.2 | 7.9656 | 62.208 | 82.1341 | 0 |  | 75.6833 | 30.1669 | 45.2965 | 0.017512 | 30.1669 | 45.2965 | 0.015515 | 20.6526 | 43.0763 | 0 | 62.4543 | 62.4511 | 7197.658 | 12.4465 | 6497.7505 | 6748.3105 | 6396.394 | 0 | 0 | 6392.5396 | 776.9581 | 0 | 0 | 0.8707 | 0 | 6391.669 | 775.0334 | 5624.7915 | 5596.6675
4953 | 2021-07-26 08:00 | 209.6667 |  | 108.5333 | 10.8132 | 1.4837 | 0.2 | 18.9724 | 53.0532 | 71.0266 | 0 |  | 209.6667 | 101.1365 | 109.2413 | 0.048514 | 101.1365 | 109.2413 | 0.042981 | 90.6398 | 103.8896 | 0 | 190.6388 | 190.6435 | 21971.531 | 21.5416 | 21333.008 | 21553.56 | 20807.566 | 0 | 0 | 20767.037 | 783.5133 | 0 | 0 | 10.053 | 0 | 20756.984 | 781.2253 | 19847.586 | 19748.3477
4954 | 2021-07-26 09:00 | 368.0667 |  | 144.2167 | 13.1281 | 1.9087 | 0.2 | 28.5728 | 41.6745 | 61.2939 | 0 |  | 368.0667 | 224.792 | 145.506 | 0.085165 | 224.792 | 145.506 | 0.075453 | 212.6298 | 138.3793 | 0 | 343.989 | 344.0009 | 39647.13 | 32.1159 | 39304.754 | 38467.266 | 37098.926 | 0 | 0 | 36965.438 | 768.2813 | 0 | 0 | 0 | 0 | 36965.438 | 768.2813 | 35981.33 | 35801.4219
4955 | 2021-07-26 10:00 | 495.1 |  | 149.1333 | 15.3114 | 2.2146 | 0.2 | 35.989 | 27.3906 | 53.7038 | 0 |  | 495.1 | 348.3999 | 151.364 | 0.11456 | 348.3999 | 151.364 | 0.10149 | 336.3825 | 143.9526 | 0 | 470.7284 | 470.7283 | 54252.742 | 40.9351 | 54188.934 | 51610.016 | 49275.883 | 0 | 0 | 49027.805 | 747.0695 | 0 | 0 | 0 | 0 | 49027.805 | 747.0695 | 47765.12 | 47526.2969
4956 | 2021-07-26 11:00 | 568.1333 |  | 153.1 | 17.0723 | 1.6742 | 0.2 | 40.2198 | 10.1966 | 49.2666 | 0 |  | 568.1333 | 419.0353 | 155.7295 | 0.13146 | 419.0353 | 155.7295 | 0.11647 | 407.8499 | 148.1061 | 0 | 544.8369 | 544.6457 | 62773.773 | 47.4576 | 62864.36 | 58636.055 | 56286.36 | 0 | 0 | 55947.69 | 730.7426 | 0 | 0 | 0 | 0 | 55947.69 | 730.7426 | 54528.47 | 54255.8281
4957 | 2021-07-26 12:00 | 534.1667 |  | 197.35 | 18.2173 | 2.6746 | 0.2 | 40.4354 | 351.6037 | 48.8678 | 0 |  | 534.1667 | 341.0493 | 199.9503 | 0.1236 | 341.0493 | 199.9503 | 0.1095 | 332.1364 | 190.1625 | 0 | 511.8529 | 511.8351 | 58988.48 | 45.5015 | 59011.63 | 55384.246 | 53425.58 | 0 | 0 | 53120.8 | 734.5303 | 0 | 0 | 0 | 0 | 53120.8 | 734.5303 | 51764.88 | 51506.0547
4958 | 2021-07-26 13:00 | 499.05 |  | 158.25 | 18.8913 | 4.0975 | 0.2 | 36.5868 | 334.1656 | 52.6215 | 0 |  | 499.05 | 346.3883 | 161.2698 | 0.11547 | 346.3883 | 161.2698 | 0.1023 | 335.119 | 153.3779 | 0 | 478.727 | 478.5373 | 55153.094 | 42.8013 | 55105.426 | 52159.984 | 50008.406 | 0 | 0 | 49749.094 | 743.8472 | 0 | 0 | 0 | 0 | 49749.094 | 743.8472 | 48469.844 | 48227.4922
4959 | 2021-07-26 14:00 | 399.1667 |  | 129.95 | 19.0373 | 3.3196 | 0.2 | 29.449 | 319.5594 | 59.7518 | 0 |  | 399.1667 | 275.2319 | 132.7317 | 0.092362 | 275.2319 | 132.7317 | 0.081828 | 261.6145 | 126.2378 | 0 | 380.0952 | 379.8245 | 43775.914 | 38.6989 | 43512.27 | 41706.074 | 39537.39 | 0 | 0 | 39377.734 | 752.7437 | 0 | 0 | 0 | 0 | 39377.734 | 752.7437 | 38342.305 | 38150.5898
4960 | 2021-07-26 15:00 | 253.4167 |  | 96.3 | 18.4733 | 2.8275 | 0.2 | 20.0314 | 307.9031 | 69.2075 | 0 |  | 253.4167 | 162.4844 | 98.1896 | 0.058637 | 162.4844 | 98.1896 | 0.05195 | 147.6742 | 93.3865 | 0 | 236.2395 | 236.3395 | 27238.828 | 30.9844 | 26681.105 | 26174.3 | 24616.137 | 0 | 0 | 24552.842 | 754.926 | 0 | 0 | 0 | 0 | 24552.842 | 754.926 | 23694.854 | 23576.3789
4961 | 2021-07-26 16:00 | 102.55 |  | 53.2333 | 17.2966 | 2.5533 | 0.2 | 9.1408 | 298.5458 | 80.1503 | 0 |  | 102.55 | 53.0035 | 54.6479 | 0.023729 | 53.0035 | 54.6479 | 0.021023 | 40.1317 | 51.9772 | 0 | 90.2667 | 90.2511 | 10401.662 | 22.1342 | 9688.1875 | 9762.63 | 8898.716 | 0 | 0 | 8890.07 | 763.632 | 0 | 0 | 0 | 0 | 8890.07 | 763.632 | 8030.2607 | 7990.1094
4962 | 2021-07-26 17:00 | 1.1333 |  | 1.1333 | 15.9415 | 2.1742 | 0.2 | -2.6854 | 290.7437 | 89.3949 | 0 |  | 1.1333 | 0 | 1.2135 | 0.00026224 | 0 | 1.2135 | 0 | 0 | 1.154 | 0 | 1.1309 | 1.131 | 130.3419 | 16.0032 | 11.2382 | 11.1376 | 11.1086 | 0 | 0 | 11.1082 | 125.1336 | 0 | 0 | 0 | 11.1082 | 0 | 650 | 0 | 0
4963 | 2021-07-26 18:00 | 0 |  | 0 | 15.1876 | 2.6967 | 0.2
4964 | 2021-07-26 19:00 | 0 |  | 0 | 14.4327 | 2.6308 | 0.2
4965 | 2021-07-26 20:00 | 0 |  | 0 | 13.6583 | 1.5446 | 0.2
4966 | 2021-07-26 21:00 | 0 |  | 0 | 12.8838 | 1.1267 | 0.2
4967 | 2021-07-26 22:00 | 0 |  | 0 | 12.1093 | 0.94042 | 0.2
4968 | 2021-07-26 23:00 | 0 |  | 0 | 11.3593 | 0.52583 | 0.2
4969 | 2021-07-27 | 0 |  | 0 | 10.7612 | 0.85708 | 0.2
4970 | 2021-07-27 01:00 | 0 |  | 0 | 10.1897 | 1.8617 | 0.2
4971 | 2021-07-27 02:00 | 0 |  | 0 | 9.6528 | 3.7029 | 0.2
4972 | 2021-07-27 03:00 | 0 |  | 0 | 9.3305 | 3.7583 | 0.2
4973 | 2021-07-27 04:00 | 0 |  | 0 | 9.0566 | 2.1979 | 0.2
4974 | 2021-07-27 05:00 | 0 |  | 0 | 8.8783 | 1.625 | 0.2
4975 | 2021-07-27 06:00 | 0.16667 |  | 0.16667 | 9.0421 | 1.8992 | 0.2 | -3.8197 | 70.0675 | 90 | 0 |  | 0.16667 | 0 | 0.1832 | 3.8565104e-05 | 0 | 0.1832 | 0 | 0 | 0.17422 | 0 | 0.17074 | 0.17074 | 19.6779 | 9.0516 | 0.25715 | 0.25307 | 0.25245 | 0 | 0 | 0.25244 | 18.7241 | 0 | 0 | 0 | 0.25244 | 0 | 650 | 0 | 0
4976 | 2021-07-27 07:00 | 81.4167 |  | 46.0167 | 10.477 | 1.7992 | 0.2 | 8.0977 | 62.3917 | 82.0048 | 0 |  | 81.4167 | 34.951 | 46.1796 | 0.018839 | 34.951 | 46.1796 | 0.01669 | 24.133 | 43.9161 | 0 | 66.6881 | 66.6979 | 7687.0083 | 14.1769 | 6981.0645 | 7213.847 | 6876.6753 | 0 | 0 | 6872.1943 | 772.1542 | 0 | 0 | 0 | 0 | 6872.1943 | 772.1542 | 6078.414 | 6048.022
4977 | 2021-07-27 08:00 | 238.9333 |  | 87.2167 | 12.8289 | 2.1837 | 0.2 | 19.1263 | 53.2269 | 70.8756 | 0 |  | 238.9333 | 151.6998 | 87.916 | 0.055286 | 151.6998 | 87.916 | 0.048981 | 136.1326 | 83.6091 | 0 | 215.3468 | 215.3553 | 24819.918 | 24.5681 | 24221.805 | 24250.54 | 23433.447 | 0 | 0 | 23381.273 | 776.5363 | 0 | 0 | 1.7485 | 0 | 23379.525 | 775.0264 | 22498.457 | 22385.9648
4978 | 2021-07-27 09:00 | 394 |  | 117.8167 | 15.3339 | 2.6208 | 0.2 | 28.7522 | 41.8298 | 61.1172 | 0 |  | 394 | 277.3137 | 119.4746 | 0.091166 | 277.3137 | 119.4746 | 0.080769 | 262.4714 | 113.6233 | 0 | 368.5729 | 368.5703 | 42479.96 | 35.0293 | 42191.156 | 40923.777 | 39129.95 | 0 | 0 | 38979.043 | 760.3596 | 0 | 0 | 0 | 0 | 38979.043 | 760.3596 | 37953.227 | 37763.4609
4979 | 2021-07-27 10:00 | 504.9667 |  | 140.5333 | 17.5447 | 3.1587 | 0.2 | 36.1942 | 27.5065 | 53.5008 | 0 |  | 504.9667 | 366.9586 | 142.7344 | 0.11684 | 366.9586 | 142.7344 | 0.10352 | 354.4497 | 135.7456 | 0 | 480.3914 | 480.3508 | 55361.8 | 42.5927 | 55318.867 | 52412.723 | 50478.703 | 0 | 0 | 50216.453 | 741.5901 | 0 | 0 | 0 | 0 | 50216.453 | 741.5901 | 48926.5 | 48681.8672
4980 | 2021-07-27 11:00 | 565.3833 |  | 160.5167 | 19.3533 | 3.6183 | 0.2 | 40.4429 | 10.242 | 49.0446 | 0 |  | 565.3833 | 408.7289 | 163.1818 | 0.13082 | 408.7289 | 163.1818 | 0.1159 | 397.9589 | 155.1934 | 0 | 542.0892 | 542.0535 | 62473.715 | 47.0338 | 62559.047 | 58432.79 | 55827.016 | 0 | 0 | 55496.375 | 734.2439 | 0 | 0 | 0 | 0 | 55496.375 | 734.2439 | 54087.2 | 53816.7656
4981 | 2021-07-27 12:00 | 568.6333 |  | 160.0833 | 20.6645 | 4.5958 | 0.2 | 40.659 | 351.5607 | 48.6441 | 0 |  | 568.6333 | 413.6382 | 163.0118 | 0.13157 | 413.6382 | 163.0118 | 0.11657 | 402.9683 | 155.0333 | 0 | 546.8416 | 546.8355 | 63024.586 | 47.3745 | 63118.543 | 58884.633 | 56541.152 | 0 | 0 | 56198.492 | 730.3768 | 0 | 0 | 0 | 0 | 56198.492 | 730.3768 | 54773.7 | 54499.8281
4982 | 2021-07-27 13:00 | 512.7333 |  | 146.2333 | 21.416 | 4.6233 | 0.2 | 36.793 | 334.0496 | 52.415 | 0 |  | 512.7333 | 372.4603 | 149.1927 | 0.11864 | 372.4603 | 149.1927 | 0.10511 | 360.4868 | 141.8921 | 0 | 492.3313 | 492.294 | 56738.492 | 45.4319 | 56719.887 | 53232.457 | 51280.945 | 0 | 0 | 51000.59 | 734.4784 | 0 | 0 | 0 | 0 | 51000.59 | 734.4784 | 49692.734 | 49444.2695
4983 | 2021-07-27 14:00 | 401.8 |  | 130.1 | 21.5582 | 5.1096 | 0.2 | 29.6292 | 319.4017 | 59.5719 | 0 |  | 401.8 | 277.7196 | 132.886 | 0.092971 | 277.7196 | 132.886 | 0.082368 | 264.1269 | 126.3845 | 0 | 382.7012 | 382.9279 | 44133.723 | 39.8301 | 43876.97 | 41901.914 | 40126.03 | 0 | 0 | 39958.805 | 748.7704 | 0 | 0 | 0 | 0 | 39958.805 | 748.7704 | 38909.395 | 38714.8477
4984 | 2021-07-27 15:00 | 250.9 |  | 98.7667 | 20.9328 | 4.9342 | 0.2 | 20.1854 | 307.726 | 69.0544 | 0 |  | 250.9 | 157.2791 | 100.68 | 0.058055 | 157.2791 | 100.68 | 0.051434 | 143.0985 | 95.755 | 0 | 234.0764 | 234.0931 | 26979.875 | 32.1924 | 26417.832 | 25821.988 | 24294.969 | 0 | 0 | 24234.488 | 759.2802 | 0 | 0 | 0 | 0 | 24234.488 | 759.2802 | 23369.602 | 23252.7539
4985 | 2021-07-27 16:00 | 94.8667 |  | 52.9667 | 19.6498 | 3.2358 | 0.2 | 9.2723 | 298.3586 | 80.0201 | 0 |  | 94.8667 | 44.9802 | 54.3739 | 0.021951 | 44.9802 | 54.3739 | 0.019447 | 34.2271 | 51.7165 | 0 | 84.2247 | 84.2609 | 9711.45 | 24.0282 | 8998.688 | 9016.547 | 8159.3735 | 0 | 0 | 8152.1455 | 760.4262 | 0 | 0 | 0 | 0 | 8152.1455 | 760.4262 | 7307.6875 | 7271.1489
4986 | 2021-07-27 17:00 | 0.45 |  | 0.45 | 18.2055 | 2.7846 | 0.2 | -2.5719 | 290.5468 | 89.3421 | 0 |  | 0.45 | 0 | 0.48589 | 0.00010412 | 0 | 0.48589 | 0 | 0 | 0.46207 | 0 | 0.45283 | 0.45286 | 52.1926 | 18.2295 | 1.8082 | 1.7961 | 1.7906 | 0 | 0 | 1.7905 | 49.7978 | 0 | 0 | 0 | 1.7905 | 0 | 650 | 0 | 0
4987 | 2021-07-27 18:00 | 0 |  | 0 | 17.3578 | 3.6546 | 0.2
4988 | 2021-07-27 19:00 | 0 |  | 0 | 16.6181 | 4.2758 | 0.2
4989 | 2021-07-27 20:00 | 0 |  | 0 | 15.8883 | 3.4721 | 0.2
4990 | 2021-07-27 21:00 | 0 |  | 0 | 15.2018 | 2.3679 | 0.2
4991 | 2021-07-27 22:00 | 0 |  | 0 | 14.4088 | 2.2242 | 0.2
4992 | 2021-07-27 23:00 | 0 |  | 0 | 13.5952 | 2.2171 | 0.2
4993 | 2021-07-28 | 0 |  | 0 | 12.7767 | 1.2196 | 0.2
4994 | 2021-07-28 01:00 | 0 |  | 0 | 11.9427 | 0.78792 | 0.2
4995 | 2021-07-28 02:00 | 0 |  | 0 | 11.1554 | 0.925 | 0.2
4996 | 2021-07-28 03:00 | 0 |  | 0 | 10.6742 | 0.72667 | 0.2
4997 | 2021-07-28 04:00 | 0 |  | 0 | 10.2622 | 0.60083 | 0.2
4998 | 2021-07-28 05:00 | 0 |  | 0 | 9.9862 | 0.51292 | 0.2
4999 | 2021-07-28 06:00 | 0.21667 |  | 0.21667 | 10.1227 | 0.5 | 0.2 | -3.7003 | 70.2643 | 90 | 0 |  | 0.21667 | 0 | 0.23794 | 5.0134408e-05 | 0 | 0.23794 | 0 | 0 | 0.22628 | 0 | 0.22176 | 0.22176 | 25.5584 | 10.1357 | 0.43371 | 0.42729 | 0.42624 | 0 | 0 | 0.42623 | 24.3036 | 0 | 0 | 0 | 0.42623 | 0 | 650 | 0 | 0
5000 | 2021-07-28 07:00 | 85.3 |  | 46.8 | 11.5526 | 0.53625 | 0.2 | 8.2347 | 62.5785 | 81.8707 | 0 |  | 85.3 | 38.0063 | 46.9632 | 0.019737 | 38.0063 | 46.9632 | 0.017486 | 26.4665 | 44.6613 | 0 | 69.7052 | 69.7271 | 8036.2173 | 15.6493 | 7326.6675 | 7537.466 | 7190.7246 | 0 | 0 | 7185.7236 | 770.5352 | 0 | 0 | 0 | 0 | 7185.7236 | 770.5352 | 6376.708 | 6344.8247
5001 | 2021-07-28 08:00 | 241.45 |  | 94.25 | 13.8421 | 0.84583 | 0.2 | 19.2853 | 53.4034 | 70.7194 | 0 |  | 241.45 | 147.1626 | 94.9601 | 0.055868 | 147.1626 | 94.9601 | 0.049497 | 132.2361 | 90.308 | 0 | 218.0932 | 218.0969 | 25136.31 | 26.4768 | 24542.916 | 24431.36 | 23573.018 | 0 | 0 | 23520.2 | 773.2546 | 0 | 0 | 0 | 0 | 23520.2 | 773.2546 | 22641.56 | 22528.3516
5002 | 2021-07-28 09:00 | 397.4 |  | 116 | 16.205 | 1.4338 | 0.2 | 28.937 | 41.9873 | 60.9352 | 0 |  | 397.4 | 282.519 | 117.6529 | 0.091953 | 282.519 | 117.6529 | 0.081466 | 267.5656 | 111.8908 | 0 | 371.8673 | 371.851 | 42856.688 | 37.1785 | 42575.004 | 41023.934 | 39402.668 | 0 | 0 | 39247.14 | 753.5526 | 0 | 0 | 0 | 0 | 39247.14 | 753.5526 | 38214.855 | 38023.7812
5003 | 2021-07-28 10:00 | 511.35 |  | 137.3167 | 18.343 | 1.6742 | 0.2 | 36.405 | 27.6231 | 53.2922 | 0 |  | 511.35 | 376.5859 | 139.5033 | 0.11832 | 376.5859 | 139.5033 | 0.10483 | 363.9038 | 132.6727 | 0 | 486.6449 | 486.6614 | 56089.727 | 45.4935 | 56060.223 | 52619.32 | 50313.1 | 0 | 0 | 50048.445 | 739.6377 | 0 | 0 | 0 | 0 | 50048.445 | 739.6377 | 48762.336 | 48518.5234
5004 | 2021-07-28 11:00 | 573.8667 |  | 153.9167 | 20.1039 | 1.7604 | 0.2 | 40.6715 | 10.2858 | 48.8171 | 0 |  | 573.8667 | 423.9125 | 156.5514 | 0.13278 | 423.9125 | 156.5514 | 0.11764 | 412.8896 | 148.8877 | 0 | 550.5418 | 550.4698 | 63442.582 | 50.6938 | 63544.668 | 58642.98 | 56652.87 | 0 | 0 | 56299.316 | 716.8868 | 0 | 0 | 0 | 0 | 56299.316 | 716.8868 | 54872.285 | 54597.9219
5005 | 2021-07-28 12:00 | 573.8333 |  | 159.65 | 21.3629 | 2.2925 | 0.2 | 40.8874 | 351.5134 | 48.4156 | 0 |  | 573.8333 | 419.295 | 162.5775 | 0.13278 | 419.295 | 162.5775 | 0.11763 | 408.6222 | 154.6203 | 0 | 551.9776 | 551.7531 | 63592.15 | 51.2908 | 63696.215 | 58659.8 | 56224.78 | 0 | 0 | 55878.93 | 720.3576 | 0 | 0 | 0 | 0 | 55878.93 | 720.3576 | 54461.24 | 54188.9336
5006 | 2021-07-28 13:00 | 515.3333 |  | 147.1167 | 22.0667 | 3.2475 | 0.2 | 37.0029 | 333.9277 | 52.2048 | 0 |  | 515.3333 | 374.1547 | 150.0834 | 0.11924 | 374.1547 | 150.0834 | 0.10564 | 362.2723 | 142.7392 | 0 | 494.9113 | 494.8285 | 57029.203 | 47.7656 | 57016.125 | 53104.35 | 50849.88 | 0 | 0 | 50568.617 | 726.1792 | 0 | 0 | 0 | 0 | 50568.617 | 726.1792 | 49270.613 | 49024.2578
5007 | 2021-07-28 14:00 | 403.6833 |  | 133.2 | 22.1777 | 2.975 | 0.2 | 29.8119 | 319.2377 | 59.3895 | 0 |  | 403.6833 | 276.4248 | 136.0047 | 0.093407 | 276.4248 | 136.0047 | 0.082754 | 263.0428 | 129.3505 | 0 | 384.5455 | 384.3485 | 44296.746 | 42.3879 | 44042.99 | 41721.777 | 39998.945 | 0 | 0 | 39830.98 | 741.0392 | 0 | 0 | 0 | 0 | 39830.98 | 741.0392 | 38784.645 | 38590.7188
5008 | 2021-07-28 15:00 | 254.8333 |  | 98.0167 | 21.5474 | 3.3008 | 0.2 | 20.341 | 307.5428 | 68.8996 | 0 |  | 254.8333 | 162.0675 | 99.9209 | 0.058965 | 162.0675 | 99.9209 | 0.05224 | 147.6143 | 95.0331 | 0 | 237.7945 | 237.6765 | 27392.826 | 33.8612 | 26837.1 | 26096.047 | 24764.723 | 0 | 0 | 24701.213 | 755.1801 | 0 | 0 | 0 | 0 | 24701.213 | 755.1801 | 23846.602 | 23727.3691
5009 | 2021-07-28 16:00 | 97.1167 |  | 52.9333 | 20.2723 | 2.825 | 0.2 | 9.4049 | 298.1655 | 79.8889 | 0 |  | 97.1167 | 47.3774 | 54.3358 | 0.022471 | 47.3774 | 54.3358 | 0.019909 | 36.2272 | 51.6803 | 0 | 86.1493 | 86.0789 | 9920.851 | 24.8296 | 9207.061 | 9204.088 | 8438.568 | 0 | 0 | 8430.674 | 754.6088 | 0 | 0 | 0 | 0 | 8430.674 | 754.6088 | 7579.23 | 7541.3335
5010 | 2021-07-28 17:00 | 0.5 |  | 0.5 | 18.826 | 3.275 | 0.2 | -2.4577 | 290.3444 | 89.2892 | 0 |  | 0.5 | 0 | 0.53893 | 0.00011569 | 0 | 0.53893 | 0 | 0 | 0.51251 | 0 | 0.50226 | 0.50223 | 57.8821 | 18.852 | 2.223 | 2.2094 | 2.2029 | 0 | 0 | 2.2028 | 55.3108 | 0 | 0 | 0 | 2.2028 | 0 | 650 | 0 | 0
5011 | 2021-07-28 18:00 | 0 |  | 0 | 17.9165 | 2.6679 | 0.2
5012 | 2021-07-28 19:00 | 0 |  | 0 | 17.1047 | 2.1913 | 0.2
5013 | 2021-07-28 20:00 | 0 |  | 0 | 16.2929 | 1.6438 | 0.2
5014 | 2021-07-28 21:00 | 0 |  | 0 | 15.4854 | 0.90167 | 0.2
5015 | 2021-07-28 22:00 | 0 |  | 0 | 14.691 | 1.1621 | 0.2
5016 | 2021-07-28 23:00 | 0 |  | 0 | 13.8255 | 0.80417 | 0.2
5017 | 2021-07-29 | 0 |  | 0 | 13.0168 | 0.40083 | 0.2
5018 | 2021-07-29 01:00 | 0 |  | 0 | 12.2109 | 0.525 | 0.2
5019 | 2021-07-29 02:00 | 0 |  | 0 | 11.4514 | 0.35083 | 0.2
5020 | 2021-07-29 03:00 | 0 |  | 0 | 10.9898 | 0.38708 | 0.2
5021 | 2021-07-29 04:00 | 0 |  | 0 | 10.5955 | 0.41208 | 0.2
5022 | 2021-07-29 05:00 | 0 |  | 0 | 10.3335 | 0.475 | 0.2
5023 | 2021-07-29 06:00 | 0.2 |  | 0.2 | 10.4889 | 0.52167 | 0.2 | -3.5761 | 70.4645 | 90 | 0 |  | 0.2 | 0 | 0.21967 | 4.62772e-05 | 0 | 0.21967 | 0 | 0 | 0.2089 | 0 | 0.20473 | 0.20473 | 23.5945 | 10.5009 | 0.36963 | 0.36429 | 0.36342 | 0 | 0 | 0.3634 | 22.4817 | 0 | 0 | 0 | 0.3634 | 0 | 650 | 0 | 0
5024 | 2021-07-29 07:00 | 89.2167 |  | 47.6 | 12.0187 | 1.1838 | 0.2 | 8.3766 | 62.7683 | 81.7318 | 0 |  | 89.2167 | 41.0775 | 47.7635 | 0.020643 | 41.0775 | 47.7635 | 0.018289 | 28.8476 | 45.4223 | 0 | 72.7845 | 72.8099 | 8391.763 | 16.1723 | 7679.008 | 7887.6665 | 7484.621 | 0 | 0 | 7479.3013 | 773.5348 | 0 | 0 | -0.16666 | 0 | 7479.4683 | 773.2178 | 6657.8394 | 6624.5503
5025 | 2021-07-29 08:00 | 258.9167 |  | 72.6167 | 14.4878 | 1.3121 | 0.2 | 19.4494 | 53.5825 | 70.5582 | 0 |  | 258.9167 | 186.2261 | 73.6098 | 0.05991 | 186.2261 | 73.6098 | 0.053077 | 167.5623 | 70.0038 | 0 | 232.8147 | 232.8328 | 26834.781 | 27.6932 | 26267.621 | 26051.984 | 24972.062 | 0 | 0 | 24912.195 | 771.1212 | 0 | 0 | 0 | 0 | 24912.195 | 771.1212 | 24062.562 | 23942.25
5026 | 2021-07-29 09:00 | 422.4 |  | 85.3667 | 17.0013 | 1.3992 | 0.2 | 29.1272 | 42.1467 | 60.7478 | 0 |  | 422.4 | 338.3342 | 86.8845 | 0.097737 | 338.3342 | 86.8845 | 0.086591 | 320.6301 | 82.6294 | 0 | 395.1944 | 395.2072 | 45547.098 | 39.3272 | 45316.887 | 43374.883 | 42057.773 | 0 | 0 | 41875.027 | 745.3217 | 0 | 0 | 0 | 0 | 41875.027 | 745.3217 | 40779.785 | 40575.8867
5027 | 2021-07-29 10:00 | 546.05 |  | 112.0333 | 19.325 | 1.5112 | 0.2 | 36.6214 | 27.7404 | 53.0781 | 0 |  | 546.05 | 436.9327 | 113.9998 | 0.12635 | 436.9327 | 113.9998 | 0.11194 | 422.4005 | 108.4179 | 0 | 520.202 | 520.2166 | 59955.484 | 48.5635 | 59996.76 | 55758.14 | 53644.344 | 0 | 0 | 53335.453 | 727.617 | 0 | 0 | 0 | 0 | 53335.453 | 727.617 | 51974.695 | 51714.8203
5028 | 2021-07-29 11:00 | 609.6834 |  | 112.9167 | 21.2738 | 1.8313 | 0.2 | 40.9056 | 10.3278 | 48.5841 | 0 |  | 609.6834 | 501.4019 | 115.1227 | 0.14107 | 501.4019 | 115.1227 | 0.12498 | 488.5401 | 109.4871 | 0 | 586.0666 | 585.8674 | 67521.78 | 53.7261 | 67691.516 | 61847.08 | 59844.68 | 0 | 0 | 59445.23 | 712.7016 | 0 | 0 | 0 | 0 | 59445.23 | 712.7016 | 57948.93 | 57659.1875
5029 | 2021-07-29 12:00 | 621.5833 |  | 109.65 | 22.6686 | 2.8079 | 0.2 | 41.1207 | 351.4616 | 48.1823 | 0 |  | 621.5833 | 518.1931 | 112.0084 | 0.14383 | 518.1931 | 112.0084 | 0.12742 | 505.1812 | 106.5264 | 0 | 599.4734 | 599.163 | 69055.484 | 54.4148 | 69247.03 | 63108.82 | 60803.69 | 0 | 0 | 60388.496 | 711.351 | 0 | 0 | 0 | 0 | 60388.496 | 711.351 | 58871.645 | 58577.2852
5030 | 2021-07-29 13:00 | 568.9 |  | 81.5333 | 23.3763 | 2.7775 | 0.2 | 37.2164 | 333.7998 | 51.991 | 0 |  | 568.9 | 495.1596 | 83.3333 | 0.13164 | 495.1596 | 83.3333 | 0.11662 | 479.6278 | 79.2546 | 0 | 547.7048 | 547.7461 | 63128.39 | 52.4384 | 63222.38 | 57975.824 | 55691.51 | 0 | 0 | 55347.656 | 717.0451 | 0 | 0 | 0 | 0 | 55347.656 | 717.0451 | 53941.797 | 53672.0898
5031 | 2021-07-29 14:00 | 446.6333 |  | 76.7 | 23.5525 | 2.4033 | 0.2 | 29.9971 | 319.0673 | 59.2046 | 0 |  | 446.6333 | 377.989 | 78.8454 | 0.10334 | 377.989 | 78.8454 | 0.091559 | 359.8919 | 74.9885 | 0 | 426.1827 | 426.1928 | 49120.836 | 46.5535 | 48958.81 | 45745.094 | 43691.51 | 0 | 0 | 43483.832 | 729.3133 | 0 | 0 | 0 | 0 | 43483.832 | 729.3133 | 42350.43 | 42138.6758
5032 | 2021-07-29 15:00 | 285.2 |  | 67.0667 | 22.9804 | 2.39 | 0.2 | 20.4983 | 307.3535 | 68.7433 | 0 |  | 285.2 | 225.3633 | 69.0757 | 0.065991 | 225.3633 | 69.0757 | 0.058465 | 205.4856 | 65.6983 | 0 | 265.7602 | 265.7491 | 30628.201 | 37.3312 | 30126.85 | 28965.908 | 27096.535 | 0 | 0 | 27019.154 | 750.2284 | 0 | 0 | 0 | 0 | 27019.154 | 750.2284 | 26145.977 | 26015.2461
5033 | 2021-07-29 16:00 | 110.9333 |  | 52.8 | 21.6362 | 4.2812 | 0.2 | 9.5385 | 297.9666 | 79.7567 | 0 |  | 110.9333 | 62.2661 | 54.1964 | 0.025668 | 62.2661 | 54.1964 | 0.022741 | 47.8387 | 51.5476 | 0 | 97.3986 | 97.3313 | 11217.91 | 26.4589 | 10503.951 | 10443.026 | 9486.912 | 0 | 0 | 9476.762 | 752.8073 | 0 | 0 | 0 | 0 | 9476.762 | 752.8073 | 8611.984 | 8568.9238
5034 | 2021-07-29 17:00 | 0.65 |  | 0.65 | 20.0681 | 3.4746 | 0.2 | -2.3429 | 290.1362 | 89.236 | 0 |  | 0.65 | 0 | 0.69846 | 0.0001504 | 0 | 0.69846 | 0 | 0 | 0.66422 | 0 | 0.65093 | 0.65102 | 75.0311 | 20.1015 | 3.734 | 3.7157 | 3.7042 | 0 | 0 | 3.7041 | 71.8991 | 0 | 0 | 0 | 3.7041 | 0 | 650 | 0 | 0
5035 | 2021-07-29 18:00 | 0 |  | 0 | 19.0863 | 2.1187 | 0.2
5036 | 2021-07-29 19:00 | 0 |  | 0 | 18.2119 | 1.9025 | 0.2
5037 | 2021-07-29 20:00 | 0 |  | 0 | 17.3375 | 1.3542 | 0.2
5038 | 2021-07-29 21:00 | 0 |  | 0 | 16.4631 | 1.0025 | 0.2
5039 | 2021-07-29 22:00 | 0 |  | 0 | 15.5936 | 0.88375 | 0.2
5040 | 2021-07-29 23:00 | 0 |  | 0 | 14.7467 | 1.6967 | 0.2
5041 | 2021-07-30 | 0 |  | 0 | 13.8563 | 1.5275 | 0.2
5042 | 2021-07-30 01:00 | 0 |  | 0 | 12.9532 | 1.3258 | 0.2
5043 | 2021-07-30 02:00 | 0 |  | 0 | 12.1036 | 1.2637 | 0.2
5044 | 2021-07-30 03:00 | 0 |  | 0 | 11.5907 | 1.0025 | 0.2
5045 | 2021-07-30 04:00 | 0 |  | 0 | 11.154 | 0.775 | 0.2
5046 | 2021-07-30 05:00 | 0 |  | 0 | 10.8698 | 0.925 | 0.2
5047 | 2021-07-30 06:00 | 0.95 |  | 0.95 | 11.0027 | 0.75083 | 0.2 | -3.4473 | 70.6677 | 90 | 0 |  | 0.95 | 0 | 1.0312 | 0.00021982 | 0 | 1.0312 | 0 | 0 | 0.98065 | 0 | 0.96104 | 0.96104 | 110.7632 | 11.0586 | 8.1212 | 8.0085 | 7.9683 | 0 | 0 | 7.968 | 110.3118 | 0 | 0 | 0 | 7.968 | 0 | 650 | 0 | 0
5048 | 2021-07-30 07:00 | 77.2833 |  | 52.5 | 12.1264 | 1.0771 | 0.2 | 8.5233 | 62.9611 | 81.588 | 0 |  | 77.2833 | 24.4591 | 52.4879 | 0.017882 | 24.4591 | 52.4879 | 0.015843 | 17.3212 | 49.9155 | 0 | 65.892 | 65.8996 | 7595.1167 | 15.9042 | 6889.9014 | 7083.3667 | 6827.5493 | 0 | 0 | 6823.022 | 766.9026 | 0 | 0 | 0 | 0 | 6823.022 | 766.9026 | 6031.7974 | 6001.6382
5049 | 2021-07-30 08:00 | 172.5333 |  | 112.4833 | 13.599 | 2.7933 | 0.2 | 19.6186 | 53.7643 | 70.3919 | 0 |  | 172.5333 | 60.0176 | 112.7645 | 0.039922 | 60.0176 | 112.7645 | 0.035369 | 54.076 | 107.2399 | 0 | 158.0897 | 158.0923 | 18220.443 | 21.981 | 17536.916 | 17696.814 | 17036.715 | 0 | 0 | 17009.44 | 778.8029 | 0 | 0 | 0.045341 | 0 | 17009.395 | 777.7673 | 16115.277 | 16034.7012
5050 | 2021-07-30 09:00 | 315.6833 |  | 174.8167 | 15.3174 | 2.5033 | 0.2 | 29.3227 | 42.3082 | 60.5551 | 0 |  | 315.6833 | 141.3938 | 175.4846 | 0.073045 | 141.3938 | 175.4846 | 0.064714 | 134.0814 | 166.8888 | 0 | 294.9508 | 294.9443 | 33992.77 | 31.1629 | 33546.695 | 32925.355 | 31588.18 | 0 | 0 | 31491.61 | 767.3968 | 0 | 0 | 0 | 0 | 31491.61 | 767.3968 | 30581.518 | 30428.6094
5051 | 2021-07-30 10:00 | 357.2833 |  | 247.7667 | 16.6888 | 2.4 | 0.2 | 36.8433 | 27.8583 | 52.8585 | 0 |  | 357.2833 | 110.2408 | 248.1892 | 0.08267 | 110.2408 | 248.1892 | 0.073242 | 106.6208 | 236.0329 | 0 | 335.8007 | 335.7835 | 38699.883 | 34.8133 | 38339.785 | 37212.477 | 35776.22 | 0 | 0 | 35650.984 | 760.8401 | 0 | 0 | 0 | 0 | 35650.984 | 760.8401 | 34682.375 | 34508.9648
5052 | 2021-07-30 11:00 | 452.25 |  | 278.9833 | 18.0089 | 2.4 | 0.2 | 41.1451 | 10.3682 | 48.3457 | 0 |  | 452.25 | 174.865 | 280.6326 | 0.10464 | 174.865 | 280.6326 | 0.09271 | 170.4415 | 266.8906 | 0 | 428.5854 | 428.6033 | 49398.227 | 41.1436 | 49241.965 | 46863.133 | 44944.508 | 0 | 0 | 44737.215 | 745.895 | 0 | 0 | 0 | 0 | 44737.215 | 745.895 | 43574.285 | 43356.4102
5053 | 2021-07-30 12:00 | 512.4 |  | 238.2333 | 19.2531 | 2.7867 | 0.2 | 41.3586 | 351.4054 | 47.9442 | 0 |  | 512.4 | 277.4877 | 240.986 | 0.11856 | 277.4877 | 240.986 | 0.10504 | 270.616 | 229.1889 | 0 | 489.8088 | 489.7 | 56436.36 | 45.2246 | 56413.273 | 52995.69 | 51296.492 | 0 | 0 | 51016.36 | 732.6087 | 0 | 0 | 0 | 0 | 51016.36 | 732.6087 | 49708.145 | 49459.6016
5054 | 2021-07-30 13:00 | 620.75 |  | 97.6333 | 20.3775 | 5.09 | 0.2 | 37.4335 | 333.6657 | 51.7736 | 0 |  | 620.75 | 531.4091 | 99.9901 | 0.14363 | 531.4091 | 99.9901 | 0.12725 | 514.9488 | 95.0974 | 0 | 597.8453 | 597.8986 | 68909.66 | 48.9324 | 69096.18 | 64118.62 | 60953.258 | 0 | 0 | 60551.523 | 727.9949 | 0 | 0 | 0 | 0 | 60551.523 | 727.9949 | 59031.13 | 58735.9727
5055 | 2021-07-30 14:00 | 298.75 |  | 201.5833 | 20.3185 | 5.0483 | 0.2 | 30.1846 | 318.8905 | 59.0174 | 0 |  | 298.75 | 99.264 | 202.5899 | 0.069127 | 99.264 | 202.5899 | 0.061243 | 94.5645 | 192.6715 | 0 | 281.4912 | 281.4627 | 32439.715 | 33.7863 | 31966.557 | 31116.139 | 29845.25 | 0 | 0 | 29756.775 | 760.2489 | 0 | 0 | 0 | 0 | 29756.775 | 760.2489 | 28858.992 | 28714.6973
5056 | 2021-07-30 15:00 | 153.6833 |  | 138.95 | 19.5603 | 5.845 | 0.2 | 20.6571 | 307.158 | 68.5855 | 0 |  | 153.6833 | 15.2167 | 140.2051 | 0.03556 | 15.2167 | 140.2051 | 0.031505 | 13.8893 | 133.3376 | 0 | 144.2824 | 144.2634 | 16626.729 | 26.2175 | 15927.897 | 15867.194 | 15247.741 | 0 | 0 | 15224.907 | 764.6239 | 0 | 0 | 0 | 0 | 15224.907 | 764.6239 | 14361.128 | 14289.3223
5057 | 2021-07-30 16:00 | 8.7333 |  | 8.7333 | 18.3438 | 5.6979 | 0.2 | 9.6729 | 297.762 | 79.6238 | 0 |  | 8.7333 | 0 | 8.628 | 0.0020208 | 0 | 8.628 | 0.0017903 | 0 | 8.205 | 0 | 8.0409 | 8.0425 | 926.9185 | 18.7174 | 503.2499 | 506.832 | 492.5727 | 0 | 0 | 492.54 | 650.4513 | 0 | 0 | 0 | 2.1485 | 490.3915 | 659.9885 | 404.6056 | 402.5826110839844
5058 | 2021-07-30 17:00 | 0.5 |  | 0.5 | 17.2272 | 3.8833 | 0.2 | -2.2275 | 289.9225 | 89.1828 | 0 |  | 0.5 | 0 | 0.53777 | 0.00011569 | 0 | 0.53777 | 0 | 0 | 0.51141 | 0 | 0.50118 | 0.5012 | 57.7633 | 17.2525 | 2.2137 | 2.1965 | 2.1905 | 0 | 0 | 2.1904 | 55.1517 | 0 | 0 | 0 | 2.1904 | 0 | 650 | 0 | 0
5059 | 2021-07-30 18:00 | 0 |  | 0 | 16.5041 | 3.7904 | 0.2
5060 | 2021-07-30 19:00 | 0 |  | 0 | 15.8562 | 2.7738 | 0.2
5061 | 2021-07-30 20:00 | 0 |  | 0 | 15.2555 | 1.385 | 0.2
5062 | 2021-07-30 21:00 | 0 |  | 0 | 14.5513 | 0.50417 | 0.2
5063 | 2021-07-30 22:00 | 0 |  | 0 | 13.8238 | 0.325 | 0.2
5064 | 2021-07-30 23:00 | 0 |  | 0 | 13.0849 | 0.33875 | 0.2
5065 | 2021-07-31 | 0 |  | 0 | 12.402 | 0.1 | 0.2
5066 | 2021-07-31 01:00 | 0 |  | 0 | 11.6984 | 0.34833 | 0.2
5067 | 2021-07-31 02:00 | 0 |  | 0 | 11.0312 | 0.38792 | 0.2
5068 | 2021-07-31 03:00 | 0 |  | 0 | 10.625 | 0.30083 | 0.2
5069 | 2021-07-31 04:00 | 0 |  | 0 | 10.2777 | 0.26125 | 0.2
5070 | 2021-07-31 05:00 | 0 |  | 0 | 10.0469 | 0.51208 | 0.2
5071 | 2021-07-31 06:00 | 0.26667 |  | 0.26667 | 10.2179 | 0.375 | 0.2 | -3.3137 | 70.8741 | 90 | 0 |  | 0.26667 | 0 | 0.29252 | 6.170371e-05 | 0 | 0.29252 | 0 | 0 | 0.27818 | 0 | 0.27262 | 0.27262 | 31.4198 | 10.2341 | 0.65574 | 0.6461 | 0.6441 | 0 | 0 | 0.64408 | 29.9032 | 0 | 0 | 0 | 0.64408 | 0 | 650 | 0 | 0
5072 | 2021-07-31 07:00 | 93.2167 |  | 46.65 | 11.7945 | 0.64583 | 0.2 | 8.6748 | 63.1567 | 81.4395 | 0 |  | 93.2167 | 45.9518 | 46.8204 | 0.021569 | 45.9518 | 46.8204 | 0.019109 | 32.8122 | 44.5255 | 0 | 75.7909 | 75.7849 | 8734.132 | 16.225 | 8018.5596 | 8235.137 | 7834.902 | 0 | 0 | 7828.974 | 771.0124 | 0 | 0 | 0 | 0 | 7828.974 | 771.0124 | 6994.432 | 6959.46
5073 | 2021-07-31 08:00 | 258.05 |  | 83.6 | 14.2148 | 1.2821 | 0.2 | 19.7928 | 53.9487 | 70.2207 | 0 |  | 258.05 | 174.3311 | 84.6343 | 0.059709 | 174.3311 | 84.6343 | 0.0529 | 157.2887 | 80.4882 | 0 | 233.0214 | 233.0245 | 26856.984 | 27.4491 | 26290.209 | 26093.469 | 24706.69 | 0 | 0 | 24645.363 | 755.2272 | 0 | 0 | 0 | 0 | 24645.363 | 755.2272 | 23789.467 | 23670.5195
5074 | 2021-07-31 09:00 | 421.1333 |  | 95.6167 | 16.6855 | 2.04 | 0.2 | 29.5235 | 42.4716 | 60.3572 | 0 |  | 421.1333 | 326.6964 | 97.1573 | 0.097444 | 326.6964 | 97.1573 | 0.086332 | 310.0027 | 92.3992 | 0 | 394.3538 | 394.3723 | 45451.918 | 38.324 | 45219.887 | 43418.727 | 41724.91 | 0 | 0 | 41551.516 | 755.6148 | 0 | 0 | 0 | 0 | 41551.516 | 755.6148 | 40463.98 | 40261.6602
5075 | 2021-07-31 10:00 | 531.5333 |  | 128.0333 | 18.9265 | 3.6488 | 0.2 | 37.0707 | 27.9768 | 52.6334 | 0 |  | 531.5333 | 406.1247 | 130.1657 | 0.12299 | 406.1247 | 130.1657 | 0.10896 | 392.9621 | 123.7924 | 0 | 506.4194 | 506.4252 | 58367.53 | 44.7519 | 58380.047 | 54935.01 | 52370.516 | 0 | 0 | 52084.516 | 740.9506 | 0 | 0 | 0 | 0 | 52084.516 | 740.9506 | 50752.023 | 50498.2617
5076 | 2021-07-31 11:00 | 585.85 |  | 154.7 | 20.7351 | 5.0546 | 0.2 | 41.3899 | 10.4067 | 48.1019 | 0 |  | 585.85 | 435.0815 | 157.3402 | 0.13556 | 435.0815 | 157.3402 | 0.1201 | 424.231 | 149.6378 | 0 | 562.3914 | 562.2582 | 64802.277 | 47.6311 | 64927.527 | 60534.926 | 58207.094 | 0 | 0 | 57846.36 | 729.0261 | 0 | 0 | 0 | 0 | 57846.36 | 729.0261 | 56385.125 | 56103.1992
5077 | 2021-07-31 12:00 | 591.5167 |  | 151.75 | 22.0331 | 5.5 | 0.2 | 41.6011 | 351.3446 | 47.7015 | 0 |  | 591.5167 | 445.0428 | 154.6308 | 0.13687 | 445.0428 | 154.6308 | 0.12126 | 434.1771 | 147.0627 | 0 | 569.6149 | 569.423 | 65628.64 | 48.7254 | 65766.73 | 61091.44 | 58956.746 | 0 | 0 | 58575.117 | 724.301 | 0 | 0 | 0 | 0 | 58575.117 | 724.301 | 57097.863 | 56812.375
5078 | 2021-07-31 13:00 | 520.15 |  | 159.2333 | 22.7322 | 5.3967 | 0.2 | 37.654 | 333.5254 | 51.5527 | 0 |  | 520.15 | 366.5879 | 162.2731 | 0.12036 | 366.5879 | 162.2731 | 0.10663 | 355.3772 | 154.332 | 0 | 499.515 | 499.3326 | 57550.613 | 46.2493 | 57546.945 | 53870.09 | 51722.24 | 0 | 0 | 51437.582 | 734.1381 | 0 | 0 | 0 | 0 | 51437.582 | 734.1381 | 50119.777 | 49869.1758
5079 | 2021-07-31 14:00 | 409.8667 |  | 132.1667 | 22.827 | 6.1 | 0.2 | 30.3745 | 318.7072 | 58.8279 | 0 |  | 409.8667 | 283.6412 | 134.9772 | 0.094837 | 283.6412 | 134.9772 | 0.084022 | 270.3635 | 128.3733 | 0 | 390.7622 | 390.8827 | 45051.293 | 40.6566 | 44811.918 | 42687.902 | 40519.13 | 0 | 0 | 40349.25 | 748.5743 | 0 | 0 | 0 | 0 | 40349.25 | 748.5743 | 39290.47 | 39094.0156
5080 | 2021-07-31 15:00 | 255.6167 |  | 107.5167 | 22.1443 | 5.21 | 0.2 | 20.8173 | 306.9564 | 68.4264 | 0 |  | 255.6167 | 152.9085 | 109.507 | 0.059146 | 152.9085 | 109.507 | 0.052401 | 139.7176 | 104.15 | 0 | 238.9902 | 238.815 | 27524.48 | 33.4877 | 26970.57 | 26261.486 | 24904.555 | 0 | 0 | 24841.324 | 757.5693 | 0 | 0 | 0 | 0 | 24841.324 | 757.5693 | 23989.996 | 23870.0469
5081 | 2021-07-31 16:00 | 98.8 |  | 55.0833 | 20.813 | 4.0946 | 0.2 | 9.8083 | 297.5516 | 79.4899 | 0 |  | 98.8 | 46.7223 | 56.4997 | 0.022861 | 46.7223 | 56.4997 | 0.020254 | 36.2271 | 53.7381 | 0 | 88.1659 | 88.0692 | 10150.24 | 25.2139 | 9434.544 | 9419.827 | 8629.919 | 0 | 0 | 8621.689 | 752.7791 | 0 | 0 | 0 | 0 | 8621.689 | 752.7791 | 7766.29 | 7727.4585
5082 | 2021-07-31 17:00 | 0.66667 |  | 0.66667 | 19.3213 | 3.5283 | 0.2 | -2.1116 | 289.7033 | 89.1294 | 0 |  | 0.66667 | 0 | 0.7147 | 0.00015426 | 0 | 0.7147 | 0 | 0 | 0.67967 | 0 | 0.66607 | 0.66619 | 76.7801 | 19.3554 | 3.9125 | 3.8904 | 3.8762 | 0 | 0 | 3.8761 | 73.3647 | 0 | 0 | 0 | 3.8761 | 0 | 650 | 0 | 0
5083 | 2021-07-31 18:00 | 0 |  | 0 | 18.4482 | 3.4804 | 0.2
5084 | 2021-07-31 19:00 | 0 |  | 0 | 17.687 | 4.6033 | 0.2
5085 | 2021-07-31 20:00 | 0 |  | 0 | 16.9257 | 2.7012 | 0.2
5086 | 2021-07-31 21:00 | 0 |  | 0 | 16.1644 | 2.0975 | 0.2
5087 | 2021-07-31 22:00 | 0 |  | 0 | 15.4072 | 2.6767 | 0.2
5088 | 2021-07-31 23:00 | 0 |  | 0 | 14.6698 | 1.7542 | 0.2
5089 | 2021-08-01 | 0 |  | 0 | 13.9004 | 1.9354 | 0.2
5090 | 2021-08-01 01:00 | 0 |  | 0 | 13.1058 | 2.0242 | 0.2
5091 | 2021-08-01 02:00 | 0 |  | 0 | 12.3544 | 2.1742 | 0.2
5092 | 2021-08-01 03:00 | 0 |  | 0 | 11.8884 | 2.0067 | 0.2
5093 | 2021-08-01 04:00 | 0 |  | 0 | 11.465 | 0.90333 | 0.2
5094 | 2021-08-01 05:00 | 0 |  | 0 | 11.1892 | 1.2363 | 0.2
5095 | 2021-08-01 06:00 | 0.31667 |  | 0.31667 | 11.2984 | 1.0008 | 0.2 | -3.1755 | 71.0834 | 90 | 0 |  | 0.31667 | 0 | 0.34705 | 7.3273004e-05 | 0 | 0.34705 | 0 | 0 | 0.33004 | 0 | 0.32344 | 0.32345 | 37.2785 | 11.317 | 0.92304 | 0.91046 | 0.90749 | 0 | 0 | 0.90745 | 35.4847 | 0 | 0 | 0 | 0.90745 | 0 | 650 | 0 | 0
5096 | 2021-08-01 07:00 | 80.8833 |  | 50.3833 | 12.2745 | 1.1129 | 0.2 | 8.8311 | 63.3551 | 81.2863 | 0 |  | 80.8833 | 30.0938 | 50.5475 | 0.018715 | 30.0938 | 50.5475 | 0.016581 | 21.6651 | 48.0699 | 0 | 68.3402 | 68.3542 | 7877.943 | 16.1865 | 7169.7476 | 7364.657 | 7047.275 | 0 | 0 | 7042.4644 | 769.0216 | 0 | 0 | 0 | 0 | 7042.4644 | 769.0216 | 6240.1826 | 6208.9819
5097 | 2021-08-01 08:00 | 225.1333 |  | 109.1333 | 13.7927 | 1.0208 | 0.2 | 19.972 | 54.1356 | 70.0447 | 0 |  | 225.1333 | 115.9045 | 109.8507 | 0.052093 | 115.9045 | 109.8507 | 0.046152 | 104.7189 | 104.469 | 0 | 205.0041 | 205.0228 | 23630.191 | 25.5759 | 23014.732 | 22972.03 | 22141.486 | 0 | 0 | 22094.633 | 774.188 | 0 | 0 | 0 | 0 | 22094.633 | 774.188 | 21195.67 | 21089.6914
5098 | 2021-08-01 09:00 | 351.7333 |  | 184.4667 | 15.3073 | 2.1883 | 0.2 | 29.7294 | 42.637 | 60.1542 | 0 |  | 351.7333 | 167.8531 | 185.1426 | 0.081386 | 167.8531 | 185.1426 | 0.072105 | 159.381 | 176.0737 | 0 | 328.7456 | 328.7369 | 37888.17 | 33.2232 | 37512.992 | 36588.484 | 35020.22 | 0 | 0 | 34900.88 | 765.8749 | 0 | 0 | 0 | 0 | 34900.88 | 765.8749 | 33941.76 | 33772.0508
5099 | 2021-08-01 10:00 | 458.35 |  | 205.3333 | 16.6793 | 3.5642 | 0.2 | 37.3035 | 28.096 | 52.4029 | 0 |  | 458.35 | 254.6352 | 207.2404 | 0.10606 | 254.6352 | 207.2404 | 0.093961 | 246.4923 | 197.0917 | 0 | 434.7124 | 434.6165 | 50090.926 | 38.9283 | 49947.99 | 47872.586 | 45782.18 | 0 | 0 | 45572.273 | 753.225 | 0 | 0 | 0 | 0 | 45572.273 | 753.225 | 44389.766 | 44167.8203
5100 | 2021-08-01 11:00 | 504.8167 |  | 245.0667 | 17.7843 | 4.4517 | 0.2 | 41.6401 | 10.4434 | 47.8528 | 0 |  | 504.8167 | 262.0907 | 247.5027 | 0.11681 | 262.0907 | 247.5027 | 0.10349 | 255.649 | 235.3843 | 0 | 481.2126 | 481.2255 | 55463.035 | 41.4443 | 55421.844 | 52700.016 | 50593.88 | 0 | 0 | 50331.176 | 745.0251 | 0 | 0 | 0 | 0 | 50331.176 | 745.0251 | 49038.598 | 48793.4062
5101 | 2021-08-01 12:00 | 511.2833 |  | 259 | 18.563 | 3.3704 | 0.2 | 41.8481 | 351.2791 | 47.4542 | 0 |  | 511.2833 | 255.2808 | 260.8573 | 0.1183 | 255.2808 | 260.8573 | 0.10481 | 249.1376 | 248.0852 | 0 | 487.2783 | 487.3007 | 56162.54 | 43.7298 | 56134.145 | 52984.56 | 50915.74 | 0 | 0 | 50645.016 | 740.1616 | 0 | 0 | 0 | 0 | 50645.016 | 740.1616 | 49345.27 | 49098.543
5102 | 2021-08-01 13:00 | 453.7167 |  | 229.4167 | 18.8863 | 3.0717 | 0.2 | 37.8779 | 333.379 | 51.3286 | 0 |  | 453.7167 | 227.7933 | 231.3034 | 0.10498 | 227.7933 | 231.3034 | 0.093011 | 220.9169 | 219.9798 | 0 | 432.0788 | 432.1734 | 49809.285 | 41.5115 | 49660.75 | 47198.867 | 45630.594 | 0 | 0 | 45414.027 | 743.5072 | 0 | 0 | 0 | 0 | 45414.027 | 743.5072 | 44235.227 | 44014.0508
5103 | 2021-08-01 14:00 | 350.1667 |  | 198.4333 | 18.9719 | 3.9304 | 0.2 | 30.5666 | 318.5175 | 58.6362 | 0 |  | 350.1667 | 154.9504 | 200.2548 | 0.081024 | 154.9504 | 200.2548 | 0.071783 | 147.7794 | 190.4526 | 0 | 331.4674 | 331.3469 | 38189.383 | 35.6539 | 37820.215 | 36602.785 | 35072.625 | 0 | 0 | 34949.53 | 756.3906 | 0 | 0 | 0 | 0 | 34949.53 | 756.3906 | 33989.78 | 33819.832
5104 | 2021-08-01 15:00 | 218.4667 |  | 104.6833 | 18.5845 | 4.4742 | 0.2 | 20.9788 | 306.7488 | 68.2659 | 0 |  | 218.4667 | 117.4393 | 106.6469 | 0.05055 | 117.4393 | 106.6469 | 0.044785 | 107.4207 | 101.4297 | 0 | 204.6735 | 204.4648 | 23564.596 | 28.6269 | 22950.193 | 22685.934 | 21319.988 | 0 | 0 | 21274.625 | 769.6893 | 0 | 0 | 0 | 0 | 21274.625 | 769.6893 | 20368.273 | 20266.4316
5105 | 2021-08-01 16:00 | 87.2667 |  | 57.3167 | 17.7394 | 4.2275 | 0.2 | 9.9444 | 297.3355 | 79.3554 | 0 |  | 87.2667 | 31.975 | 58.2394 | 0.020192 | 31.975 | 58.2394 | 0.017889 | 24.9023 | 55.391 | 0 | 78.6874 | 78.6396 | 9063.363 | 21.6455 | 8349.234 | 8432.656 | 7873.452 | 0 | 0 | 7866.983 | 760.9557 | 0 | 0 | 0 | 0 | 7866.983 | 760.9557 | 7031.174 | 6996.0181
5106 | 2021-08-01 17:00 | 0.66667 |  | 0.66667 | 16.7909 | 3.8325 | 0.2 | -1.9953 | 289.4786 | 89.076 | 0 |  | 0.66667 | 0 | 0.71395 | 0.00015426 | 0 | 0.71395 | 0 | 0 | 0.67895 | 0 | 0.66537 | 0.66546 | 76.6954 | 16.8245 | 3.9037 | 3.8719 | 3.8571 | 0 | 0 | 3.8569 | 73.555 | 0 | 0 | 0 | 3.8569 | 0 | 650 | 0 | 0
5107 | 2021-08-01 18:00 | 0 |  | 0 | 16.0665 | 2.51 | 0.2
5108 | 2021-08-01 19:00 | 0 |  | 0 | 15.3877 | 1.7758 | 0.2
5109 | 2021-08-01 20:00 | 0 |  | 0 | 14.7255 | 2.1225 | 0.2
5110 | 2021-08-01 21:00 | 0 |  | 0 | 13.988 | 2.2363 | 0.2
5111 | 2021-08-01 22:00 | 0 |  | 0 | 13.2366 | 2.3042 | 0.2
5112 | 2021-08-01 23:00 | 0 |  | 0 | 12.5005 | 1.3558 | 0.2
5113 | 2021-08-02 | 0 |  | 0 | 11.8589 | 1.125 | 0.2
5114 | 2021-08-02 01:00 | 0 |  | 0 | 11.2337 | 1.3442 | 0.2
5115 | 2021-08-02 02:00 | 0 |  | 0 | 10.6463 | 2.4167 | 0.2
5116 | 2021-08-02 03:00 | 0 |  | 0 | 10.2933 | 2.9646 | 0.2
5117 | 2021-08-02 04:00 | 0 |  | 0 | 9.9934 | 2.1792 | 0.2
5118 | 2021-08-02 05:00 | 0 |  | 0 | 9.7979 | 2.0775 | 0.2
5119 | 2021-08-02 06:00 | 0.31667 |  | 0.31667 | 9.9365 | 1.5758 | 0.2 | -3.0327 | 71.2956 | 90 | 0 |  | 0.31667 | 0 | 0.347 | 7.3273004e-05 | 0 | 0.347 | 0 | 0 | 0.33 | 0 | 0.3234 | 0.3234 | 37.2736 | 9.9546 | 0.92237 | 0.90856 | 0.90601 | 0 | 0 | 0.90597 | 35.4604 | 0 | 0 | 0 | 0.90597 | 0 | 650 | 0 | 0
5120 | 2021-08-02 07:00 | 95.3667 |  | 50.3 | 11.1484 | 2.0312 | 0.2 | 8.9921 | 63.5562 | 81.1285 | 0 |  | 95.3667 | 44.4616 | 50.4673 | 0.022067 | 44.4616 | 50.4673 | 0.01955 | 32.2678 | 47.9937 | 0 | 78.6562 | 78.7018 | 9070.536 | 15.4683 | 8352.788 | 8597.248 | 8194.445 | 0 | 0 | 8188.075 | 775.1169 | 0 | 0 | 0 | 0 | 8188.075 | 775.1169 | 7342.635 | 7305.9219
5121 | 2021-08-02 08:00 | 245.3333 |  | 101.7833 | 12.9266 | 2.82 | 0.2 | 20.156 | 54.325 | 69.8637 | 0 |  | 245.3333 | 143.4116 | 102.503 | 0.056767 | 143.4116 | 102.503 | 0.050293 | 129.7524 | 97.4812 | 0 | 222.6889 | 222.6894 | 25665.215 | 24.7191 | 25079.83 | 25098.473 | 24144.645 | 0 | 0 | 24090.512 | 782.3176 | 0 | 0 | 16.4173 | 0 | 24074.096 | 777.4592 | 23205.912 | 23089.8828
5122 | 2021-08-02 09:00 | 395.9667 |  | 140.7333 | 14.826 | 3.3788 | 0.2 | 29.9405 | 42.8044 | 59.946 | 0 |  | 395.9667 | 256.0979 | 142.0184 | 0.091621 | 256.0979 | 142.0184 | 0.081172 | 243.3335 | 135.0624 | 0 | 370.828 | 370.8572 | 42742.133 | 33.9718 | 42458.28 | 41320.22 | 39937.535 | 0 | 0 | 39779.348 | 758.705 | 0 | 0 | 0 | 0 | 39779.348 | 758.705 | 38734.25 | 38540.5781
5123 | 2021-08-02 10:00 | 512.4833 |  | 165.3667 | 16.4593 | 4.84 | 0.2 | 37.5416 | 28.2157 | 52.1672 | 0 |  | 512.4833 | 349.2996 | 167.6412 | 0.11858 | 349.2996 | 167.6412 | 0.10506 | 338.2815 | 159.4324 | 0 | 487.7595 | 487.6272 | 56201.594 | 40.0141 | 56174.37 | 53664.98 | 51609.844 | 0 | 0 | 51337.58 | 747.9641 | 0 | 0 | 0 | 0 | 51337.58 | 747.9641 | 50022.047 | 49771.9375
5124 | 2021-08-02 11:00 | 596.6667 |  | 151.8333 | 17.8973 | 5.6796 | 0.2 | 41.8954 | 10.4781 | 47.5986 | 0 |  | 596.6667 | 448.794 | 154.4576 | 0.13806 | 448.794 | 154.4576 | 0.12232 | 437.9264 | 146.8963 | 0 | 573.1263 | 573.0393 | 66044.23 | 44.5405 | 66189.82 | 62331.98 | 59852.855 | 0 | 0 | 59476.887 | 737.6753 | 0 | 0 | 0 | 0 | 59476.887 | 737.6753 | 57979.895 | 57689.9961
5125 | 2021-08-02 12:00 | 619.3833 |  | 128.05 | 19.0105 | 6.9254 | 0.2 | 42.0996 | 351.209 | 47.2025 | 0 |  | 619.3833 | 497.1137 | 130.5449 | 0.14332 | 497.1137 | 130.5449 | 0.12697 | 485.3258 | 124.1552 | 0 | 597.2914 | 597.2836 | 68838.05 | 45.2505 | 69026.305 | 64848.152 | 62436.13 | 0 | 0 | 62028.543 | 738.311 | 0 | 0 | 0 | 0 | 62028.543 | 738.311 | 60476.19 | 60173.8125
5126 | 2021-08-02 13:00 | 564.8333 |  | 110.5833 | 19.6785 | 8.2933 | 0.2 | 38.105 | 333.2262 | 51.1011 | 0 |  | 564.8333 | 461.2611 | 113.0715 | 0.13069 | 461.2611 | 113.0715 | 0.11579 | 447.5192 | 107.5383 | 0 | 543.9564 | 543.8984 | 62683.98 | 42.1313 | 62771.01 | 59551.273 | 57311.848 | 0 | 0 | 56968.242 | 741.6337 | 0 | 0 | 0 | 0 | 56968.242 | 741.6337 | 55526.39 | 55248.7578
5127 | 2021-08-02 14:00 | 435.45 |  | 108.05 | 19.8228 | 8.6933 | 0.2 | 30.7608 | 318.3213 | 58.4424 | 0 |  | 435.45 | 334.2788 | 110.6624 | 0.10076 | 334.2788 | 110.6624 | 0.089266 | 318.986 | 105.2488 | 0 | 415.7501 | 415.5784 | 47895.4 | 36.669 | 47710.18 | 46032.22 | 43851.12 | 0 | 0 | 43658.086 | 757.7865 | 0 | 0 | 0 | 0 | 43658.086 | 757.7865 | 42520.566 | 42307.9648
5128 | 2021-08-02 15:00 | 266.0167 |  | 102.7667 | 19.3343 | 9.7725 | 0.2 | 21.1416 | 306.5351 | 68.1043 | 0 |  | 266.0167 | 168.4404 | 104.7104 | 0.061553 | 168.4404 | 104.7104 | 0.054533 | 154.2312 | 99.588 | 0 | 248.7429 | 248.7928 | 28674.305 | 28.9363 | 28139.258 | 27790.037 | 26149.395 | 0 | 0 | 26082.697 | 773.1525 | 0 | 0 | 0 | 0 | 26082.697 | 773.1525 | 25220.633 | 25094.5293
5129 | 2021-08-02 16:00 | 106.75 |  | 56.3 | 18.3377 | 8.9996 | 0.2 | 10.0812 | 297.1138 | 79.2203 | 0 |  | 106.75 | 53.8048 | 57.7226 | 0.0247 | 53.8048 | 57.7226 | 0.021884 | 42.0843 | 54.9011 | 0 | 95.0458 | 94.975 | 10946.454 | 22.1344 | 10229.874 | 10313.446 | 9405.892 | 0 | 0 | 9396.485 | 764.9907 | 0 | 0 | 0 | 0 | 9396.485 | 764.9907 | 8532.01 | 8489.3496
5130 | 2021-08-02 17:00 | 0.43333 |  | 0.43333 | 17.1748 | 7.3487 | 0.2 | -1.8787 | 289.2485 | 89.0225 | 0 |  | 0.43333 | 0 | 0.46495 | 0.00010027 | 0 | 0.46495 | 0 | 0 | 0.44216 | 0 | 0.43331 | 0.43332 | 49.9407 | 17.1935 | 1.6566 | 1.6436 | 1.6377 | 0 | 0 | 1.6376 | 47.6416 | 0 | 0 | 0 | 1.6376 | 0 | 650 | 0 | 0
5131 | 2021-08-02 18:00 | 0 |  | 0 | 16.3411 | 6.31 | 0.2
5132 | 2021-08-02 19:00 | 0 |  | 0 | 15.5746 | 4.7529 | 0.2
5133 | 2021-08-02 20:00 | 0 |  | 0 | 14.8295 | 3.0558 | 0.2
5134 | 2021-08-02 21:00 | 0 |  | 0 | 13.9966 | 3.2492 | 0.2
5135 | 2021-08-02 22:00 | 0 |  | 0 | 13.1474 | 2.9646 | 0.2
5136 | 2021-08-02 23:00 | 0 |  | 0 | 12.2983 | 3.0571 | 0.2
5137 | 2021-08-03 | 0 |  | 0 | 11.4458 | 4.0079 | 0.2
5138 | 2021-08-03 01:00 | 0 |  | 0 | 10.5746 | 4.2433 | 0.2
5139 | 2021-08-03 02:00 | 0 |  | 0 | 9.7514 | 5.3258 | 0.2
5140 | 2021-08-03 03:00 | 0 |  | 0 | 9.2469 | 3.8408 | 0.2
5141 | 2021-08-03 04:00 | 0 |  | 0 | 8.8143 | 2.2325 | 0.2
5142 | 2021-08-03 05:00 | 0 |  | 0 | 8.5238 | 1.9275 | 0.2
5143 | 2021-08-03 06:00 | 0.45 |  | 0.45 | 8.641 | 1.3929 | 0.2 | -2.8852 | 71.5107 | 90 | 0 |  | 0.45 | 0 | 0.49201 | 0.00010412 | 0 | 0.49201 | 0 | 0 | 0.46791 | 0 | 0.45855 | 0.45855 | 52.8494 | 8.667 | 1.8533 | 1.8232 | 1.818 | 0 | 0 | 1.818 | 50.2156 | 0 | 0 | 0 | 1.818 | 0 | 650 | 0 | 0
5144 | 2021-08-03 07:00 | 104.45 |  | 46.0333 | 9.9207 | 0.76625 | 0.2 | 9.1578 | 63.7601 | 80.966 | 0 |  | 104.45 | 57.6263 | 46.3969 | 0.024168 | 57.6263 | 46.3969 | 0.021412 | 42.1554 | 44.1227 | 0 | 84.5525 | 84.5855 | 9748.524 | 14.8387 | 9027.575 | 9308.271 | 8836.412 | 0 | 0 | 8829.099 | 782.6053 | 0 | 0 | 2.9505 | 0 | 8826.148 | 779.9701 | 7967.2676 | 7927.4316
5145 | 2021-08-03 08:00 | 279.1833 |  | 68.9333 | 11.8824 | 0.63458 | 0.2 | 20.3449 | 54.5169 | 69.678 | 0 |  | 279.1833 | 210.0178 | 69.9066 | 0.064599 | 210.0178 | 69.9066 | 0.057232 | 190.2818 | 66.4819 | 0 | 251.6284 | 251.6659 | 29005.33 | 26.6028 | 28473.37 | 28333.146 | 27159.338 | 0 | 0 | 27089.826 | 778.1792 | 0 | 0 | -0.40506 | 0 | 27090.232 | 776.5983 | 26216.266 | 26085.1855
5146 | 2021-08-03 09:00 | 449.0167 |  | 85.5833 | 13.9712 | 1.3321 | 0.2 | 30.1567 | 42.9736 | 59.7329 | 0 |  | 449.0167 | 364.6213 | 87.0977 | 0.1039 | 364.6213 | 87.0977 | 0.092048 | 346.6803 | 82.8321 | 0 | 420.9221 | 420.9409 | 48515.203 | 37.8236 | 48342.008 | 46492.62 | 44972.867 | 0 | 0 | 44769.61 | 751.539 | 0 | 0 | 0 | 0 | 44769.61 | 751.539 | 43605.918 | 43387.8867
5147 | 2021-08-03 10:00 | 576.7667 |  | 91.7 | 15.7788 | 1.7725 | 0.2 | 37.785 | 28.336 | 51.9263 | 0 |  | 576.7667 | 488.0644 | 93.4988 | 0.13346 | 488.0644 | 93.4988 | 0.11824 | 472.8833 | 88.9208 | 0 | 550.568 | 550.4971 | 63448.562 | 46.3535 | 63551.02 | 59492.008 | 56695.547 | 0 | 0 | 56356.656 | 736.5852 | 0 | 0 | 0 | 0 | 56356.656 | 736.5852 | 54928.35 | 54653.7109
5148 | 2021-08-03 11:00 | 632.0666 |  | 118.9667 | 17.196 | 1.9742 | 0.2 | 42.1558 | 10.511 | 47.3393 | 0 |  | 632.0666 | 517.6129 | 121.2068 | 0.14625 | 517.6129 | 121.2068 | 0.12957 | 505.268 | 115.2731 | 0 | 608.1303 | 608.095 | 70083.08 | 50.6612 | 70291.81 | 64885.906 | 62959.934 | 0 | 0 | 62524.605 | 720.0746 | 0 | 0 | 0 | 0 | 62524.605 | 720.0746 | 60961.234 | 60656.4258
5149 | 2021-08-03 12:00 | 638.8667 |  | 124.9833 | 18.2145 | 1.9758 | 0.2 | 42.3554 | 351.1341 | 46.9464 | 0 |  | 638.8667 | 519.8688 | 127.4573 | 0.14782 | 519.8688 | 127.4573 | 0.13097 | 507.7249 | 121.2188 | 0 | 616.3649 | 616.4181 | 71042.79 | 52.1352 | 71263.26 | 65440.2 | 62861.88 | 0 | 0 | 62425.797 | 718.5194 | 0 | 0 | 0 | 0 | 62425.797 | 718.5194 | 60864.89 | 60560.5664
5150 | 2021-08-03 13:00 | 569.85 |  | 112.0667 | 18.7729 | 1.8742 | 0.2 | 38.3352 | 333.0672 | 50.8706 | 0 |  | 569.85 | 464.7848 | 114.5669 | 0.13186 | 464.7848 | 114.5669 | 0.11682 | 451.1216 | 108.9605 | 0 | 548.8804 | 548.7428 | 63245.055 | 49.1095 | 63341.703 | 58736.645 | 55692.348 | 0 | 0 | 55354.652 | 726.9799 | 0 | 0 | 0 | 0 | 55354.652 | 726.9799 | 53948.637 | 53678.8945
5151 | 2021-08-03 14:00 | 451.8333 |  | 91.5 | 18.8547 | 2.1483 | 0.2 | 30.957 | 318.1188 | 58.2467 | 0 |  | 451.8333 | 367.8347 | 93.8339 | 0.10455 | 367.8347 | 93.8339 | 0.092625 | 351.2015 | 89.2431 | 0 | 431.6357 | 431.6587 | 49749.715 | 42.4226 | 49599.723 | 46976.465 | 44620.477 | 0 | 0 | 44412.53 | 746.2663 | 0 | 0 | 0 | 0 | 44412.53 | 746.2663 | 43257.234 | 43040.9492
5152 | 2021-08-03 15:00 | 287.5167 |  | 81.6167 | 18.3276 | 2.2 | 0.2 | 21.3056 | 306.3154 | 67.9415 | 0 |  | 287.5167 | 212.3774 | 83.8216 | 0.066527 | 212.3774 | 83.8216 | 0.05894 | 194.6622 | 79.7224 | 0 | 268.8969 | 268.8182 | 30981.36 | 32.9702 | 30485.434 | 29720.508 | 27858.383 | 0 | 0 | 27779.285 | 760.4031 | 0 | 0 | 0 | 0 | 27779.285 | 760.4031 | 26898.098 | 26763.6074
5153 | 2021-08-03 16:00 | 113.5 |  | 51 | 17.2662 | 2.3208 | 0.2 | 10.2187 | 296.8866 | 79.0845 | 0 |  | 113.5 | 66.5876 | 52.5969 | 0.026262 | 66.5876 | 52.5969 | 0.023267 | 52.3019 | 50.0265 | 0 | 100.2818 | 100.3125 | 11561.5 | 22.7003 | 10847.198 | 10910.18 | 9910.416 | 0 | 0 | 9899.793 | 765.644 | 0 | 0 | 0 | 0 | 9899.793 | 765.644 | 9035.411 | 8990.2344
5154 | 2021-08-03 17:00 | 0.71667 |  | 0.71667 | 16.0424 | 3.095 | 0.2 | -1.7616 | 289.0131 | 88.9689 | 0 |  | 0.71667 | 0 | 0.7654 | 0.00016583 | 0 | 0.7654 | 0 | 0 | 0.72788 | 0 | 0.71332 | 0.71337 | 82.2165 | 16.0798 | 4.4835 | 4.4436 | 4.4286 | 0 | 0 | 4.4284 | 78.7903 | 0 | 0 | 0 | 4.4284 | 0 | 650 | 0 | 0
5155 | 2021-08-03 18:00 | 0 |  | 0 | 15.2043 | 3.4467 | 0.2
5156 | 2021-08-03 19:00 | 0 |  | 0 | 14.3169 | 3.7654 | 0.2
5157 | 2021-08-03 20:00 | 0 |  | 0 | 13.4081 | 2.9525 | 0.2
5158 | 2021-08-03 21:00 | 0 |  | 0 | 12.4993 | 3.225 | 0.2
5159 | 2021-08-03 22:00 | 0 |  | 0 | 11.5905 | 2.73 | 0.2
5160 | 2021-08-03 23:00 | 0 |  | 0 | 10.6963 | 2.2887 | 0.2
5161 | 2021-08-04 | 0 |  | 0 | 9.8861 | 2.2775 | 0.2
5162 | 2021-08-04 01:00 | 0 |  | 0 | 9.0518 | 1.7758 | 0.2
5163 | 2021-08-04 02:00 | 0 |  | 0 | 8.2584 | 2.1829 | 0.2
5164 | 2021-08-04 03:00 | 0 |  | 0 | 7.7606 | 2.4058 | 0.2
5165 | 2021-08-04 04:00 | 0 |  | 0 | 7.3295 | 1.0454 | 0.2
5166 | 2021-08-04 05:00 | 0 |  | 0 | 7.0306 | 0.83625 | 0.2
5167 | 2021-08-04 06:00 | 0.5 |  | 0.5 | 7.1189 | 1.0733 | 0.2 | -2.7333 | 71.7285 | 90 | 0 |  | 0.5 | 0 | 0.54618 | 0.00011569 | 0 | 0.54618 | 0 | 0 | 0.51942 | 0 | 0.50903 | 0.50903 | 58.6679 | 7.1481 | 2.2832 | 2.2427 | 2.2365 | 0 | 0 | 2.2364 | 55.6347 | 0 | 0 | 0 | 2.2364 | 0 | 650 | 0 | 0
5168 | 2021-08-04 07:00 | 99.5333 |  | 49.25 | 8.3346 | 1.2837 | 0.2 | 9.3281 | 63.9667 | 80.7989 | 0 |  | 99.5333 | 49.5982 | 49.4255 | 0.023031 | 49.5982 | 49.4255 | 0.020404 | 36.5669 | 47.0029 | 0 | 81.8984 | 81.8886 | 9437.884 | 12.985 | 8718 | 9039.22 | 8617.94 | 0 | 0 | 8611.032 | 784.0009 | 0 | 0 | 4.2299 | 0 | 8606.803 | 780.5857 | 7751.687 | 7712.9282
5169 | 2021-08-04 08:00 | 266.2833 |  | 89.3667 | 10.2381 | 1.8967 | 0.2 | 20.5386 | 54.7112 | 69.4875 | 0 |  | 266.2833 | 176.6967 | 90.4206 | 0.061614 | 176.6967 | 90.4206 | 0.054588 | 160.318 | 85.9909 | 0 | 241.3827 | 241.4012 | 27822.816 | 23.57 | 27271.447 | 27384.426 | 26301.402 | 0 | 0 | 26237.201 | 784.795 | 0 | 0 | 26.1903 | 0 | 26211.012 | 780.6315 | 25347.344 | 25220.6074
5170 | 2021-08-04 09:00 | 439.7167 |  | 92.9833 | 12.3115 | 2.0604 | 0.2 | 30.3779 | 43.1448 | 59.5148 | 0 |  | 439.7167 | 347.8255 | 94.4987 | 0.10174 | 347.8255 | 94.4987 | 0.090141 | 330.9344 | 89.8706 | 0 | 412.3889 | 412.3995 | 47529.63 | 34.9181 | 47337.52 | 45938.36 | 43949.92 | 0 | 0 | 43762.863 | 764.6043 | 0 | 0 | 0 | 0 | 43762.863 | 764.6043 | 42622.87 | 42409.7578
5171 | 2021-08-04 10:00 | 560.7667 |  | 109.6 | 14.1573 | 2.52 | 0.2 | 38.0335 | 28.4569 | 51.6802 | 0 |  | 560.7667 | 453.9057 | 111.5437 | 0.12975 | 453.9057 | 111.5437 | 0.11496 | 439.9876 | 106.0819 | 0 | 535.1481 | 535.0512 | 61666.086 | 42.8804 | 61738.027 | 58450.914 | 56525.88 | 0 | 0 | 56196.355 | 742.1031 | 0 | 0 | 0 | 0 | 56196.355 | 742.1031 | 54771.61 | 54497.7539
5172 | 2021-08-04 11:00 | 613.7 |  | 141.05 | 15.5138 | 3.1096 | 0.2 | 42.4212 | 10.5419 | 47.0749 | 0 |  | 613.7 | 476.7558 | 143.599 | 0.142 | 476.7558 | 143.599 | 0.12581 | 465.5604 | 136.5694 | 0 | 590.0872 | 590.062 | 68006.74 | 46.3516 | 68183.2 | 63830.95 | 61419.09 | 0 | 0 | 61017.676 | 732.303 | 0 | 0 | 0 | 0 | 61017.676 | 732.303 | 59487.17 | 59189.7344
5173 | 2021-08-04 12:00 | 606.45 |  | 157.0833 | 16.4595 | 3.1637 | 0.2 | 42.6155 | 351.0544 | 46.686 | 0 |  | 606.45 | 454.5477 | 160.0017 | 0.14032 | 454.5477 | 160.0017 | 0.12432 | 444.0907 | 152.1705 | 0 | 584.3361 | 584.1738 | 67328.3 | 46.9145 | 67493.48 | 63063.508 | 60631.76 | 0 | 0 | 60241.527 | 731.7983 | 0 | 0 | 0 | 0 | 60241.527 | 731.7983 | 58727.87 | 58434.2305
5174 | 2021-08-04 13:00 | 548.4 |  | 144.3333 | 16.9756 | 2.8542 | 0.2 | 38.5685 | 332.9018 | 50.6369 | 0 |  | 548.4 | 410.1897 | 147.2894 | 0.12689 | 410.1897 | 147.2894 | 0.11242 | 398.2935 | 140.0819 | 0 | 527.6078 | 527.5482 | 60802.47 | 44.8686 | 60857.11 | 57222.938 | 55103.555 | 0 | 0 | 54779.766 | 734.3991 | 0 | 0 | 0 | 0 | 54779.766 | 734.3991 | 53386.586 | 53119.6562
5175 | 2021-08-04 14:00 | 423.6667 |  | 138.2833 | 17.0138 | 2.2904 | 0.2 | 31.155 | 317.9097 | 58.049 | 0 |  | 423.6667 | 291.2695 | 141.138 | 0.098031 | 291.2695 | 141.138 | 0.086851 | 278.252 | 134.2324 | 0 | 404.2347 | 404.3475 | 46602.637 | 38.9483 | 46392.83 | 44426.99 | 42337.406 | 0 | 0 | 42154.4 | 752.5422 | 0 | 0 | 0 | 0 | 42154.4 | 752.5422 | 41052.508 | 40847.2461
5176 | 2021-08-04 15:00 | 283.65 |  | 92.65 | 16.5008 | 2.1275 | 0.2 | 21.4707 | 306.0897 | 67.7776 | 0 |  | 283.65 | 196.945 | 94.9582 | 0.065633 | 196.945 | 94.9582 | 0.058148 | 180.7011 | 90.3138 | 0 | 265.5947 | 265.5377 | 30603.352 | 31.0125 | 30100.637 | 29528.65 | 27921.059 | 0 | 0 | 27842.525 | 766.9929 | 0 | 0 | 0 | 0 | 27842.525 | 766.9929 | 26960.71 | 26825.9082
5177 | 2021-08-04 16:00 | 115.25 |  | 53 | 15.461 | 1.7017 | 0.2 | 10.3567 | 296.6538 | 78.9482 | 0 |  | 115.25 | 66.2542 | 54.3707 | 0.026667 | 66.2542 | 54.3707 | 0.023626 | 52.2537 | 51.7131 | 0 | 101.8875 | 101.8748 | 11741.54 | 21.1374 | 11026.538 | 11145.442 | 10159.133 | 0 | 0 | 10148.175 | 771.6967 | 0 | 0 | 0 | 0 | 10148.175 | 771.6967 | 9285.578 | 9239.1504
5178 | 2021-08-04 17:00 | 1.3667 |  | 1.3667 | 14.2701 | 1.8467 | 0.2 | -1.6443 | 288.7725 | 88.9154 | 0 |  | 1.3667 | 0 | 1.4463 | 0.00031623 | 0 | 1.4463 | 0 | 0 | 1.3754 | 0 | 1.3479 | 1.3479 | 155.3487 | 14.3448 | 15.9641 | 15.7947 | 15.7424 | 0 | 0 | 15.7418 | 147.471 | 0 | 0 | 0 | 15.7418 | 0 | 650 | 0 | 0
5179 | 2021-08-04 18:00 | 0 |  | 0 | 13.7026 | 2.2258 | 0.2
5180 | 2021-08-04 19:00 | 0 |  | 0 | 13.2479 | 1.655 | 0.2
5181 | 2021-08-04 20:00 | 0 |  | 0 | 12.7932 | 1.2879 | 0.2
5182 | 2021-08-04 21:00 | 0 |  | 0 | 12.3385 | 1.4129 | 0.2
5183 | 2021-08-04 22:00 | 0 |  | 0 | 11.8838 | 1.0913 | 0.2
5184 | 2021-08-04 23:00 | 0 |  | 0 | 11.4599 | 0.64042 | 0.2
5185 | 2021-08-05 | 0 |  | 0 | 11.2174 | 0.42583 | 0.2
5186 | 2021-08-05 01:00 | 0 |  | 0 | 10.9715 | 0.44833 | 0.2
5187 | 2021-08-05 02:00 | 0 |  | 0 | 10.8747 | 0.72417 | 0.2
5188 | 2021-08-05 03:00 | 0 |  | 0 | 10.7915 | 0.63792 | 0.2
5189 | 2021-08-05 04:00 | 0 |  | 0 | 10.6524 | 0.77167 | 0.2
5190 | 2021-08-05 05:00 | 0 |  | 0 | 10.5205 | 1.2733 | 0.2
5191 | 2021-08-05 06:00 | 0.45 |  | 0.45 | 10.6794 | 1.2475 | 0.2 | -2.5768 | 71.9491 | 90 | 0 |  | 0.45 | 0 | 0.49187 | 0.00010412 | 0 | 0.49187 | 0 | 0 | 0.46777 | 0 | 0.45841 | 0.45842 | 52.8351 | 10.7055 | 1.8527 | 1.8263 | 1.8208 | 0 | 0 | 1.8207 | 50.2592 | 0 | 0 | 0 | 1.8207 | 0 | 650 | 0 | 0
5192 | 2021-08-05 07:00 | 73.15 |  | 53.4167 | 11.5423 | 1.8354 | 0.2 | 9.5029 | 64.1758 | 80.6273 | 0 |  | 73.15 | 19.4626 | 53.4088 | 0.016926 | 19.4626 | 53.4088 | 0.014996 | 14.4595 | 50.7912 | 0 | 63.9458 | 63.953 | 7370.466 | 15.0841 | 6667.9487 | 6871.8184 | 6576.0557 | 0 | 0 | 6571.816 | 767.6839 | 0 | 0 | 0 | 0 | 6571.816 | 767.6839 | 5794.3486 | 5765.377
5193 | 2021-08-05 08:00 | 187.4833 |  | 134.65 | 13.0314 | 1.7 | 0.2 | 20.7369 | 54.9079 | 69.2924 | 0 |  | 187.4833 | 52.7603 | 134.5356 | 0.043381 | 52.7603 | 134.5356 | 0.038434 | 47.9377 | 127.9442 | 0 | 172.3642 | 172.3743 | 19866.66 | 22.6368 | 19201.55 | 19337.854 | 18574.396 | 0 | 0 | 18542.336 | 783.1999 | 0 | 0 | 15.9385 | 0 | 18526.396 | 779.6534 | 17618.19 | 17530.0996
5194 | 2021-08-05 09:00 | 288.6833 |  | 201.7833 | 14.1003 | 1.9242 | 0.2 | 30.604 | 43.3178 | 59.2918 | 0 |  | 288.6833 | 87.1634 | 201.8761 | 0.066797 | 87.1634 | 201.8761 | 0.05918 | 82.9869 | 191.9869 | 0 | 269.4743 | 269.4654 | 31056.652 | 28.9635 | 30559.143 | 30193.797 | 28956.254 | 0 | 0 | 28876.207 | 772.3444 | 0 | 0 | 1.375 | 0 | 28874.832 | 772.0089 | 27983.693 | 27843.7754
5195 | 2021-08-05 10:00 | 386.4667 |  | 239.5667 | 15.534 | 1.7412 | 0.2 | 38.2872 | 28.5783 | 51.429 | 0 |  | 386.4667 | 147.7758 | 240.7118 | 0.089423 | 147.7758 | 240.7118 | 0.079225 | 143.3102 | 228.9226 | 0 | 364.7882 | 364.8227 | 42046.703 | 35.8251 | 41749.645 | 40396.945 | 38826.305 | 0 | 0 | 38672.29 | 748.279 | 0 | 0 | 0 | 0 | 38672.29 | 748.279 | 37653.88 | 37465.6094
5196 | 2021-08-05 11:00 | 430.6 |  | 271.7333 | 17.0433 | 1.3233 | 0.2 | 42.6916 | 10.5708 | 46.8055 | 0 |  | 430.6 | 160.2294 | 273.3408 | 0.099635 | 160.2294 | 273.3408 | 0.088272 | 156.5259 | 259.9556 | 0 | 408.1518 | 408.1495 | 47039.758 | 40.18 | 46838.227 | 44711.918 | 43258.55 | 0 | 0 | 43067.297 | 745.9124 | 0 | 0 | 0 | 0 | 43067.297 | 745.9124 | 41943.746 | 41734.0273
5197 | 2021-08-05 12:00 | 424.1833 |  | 283.4333 | 17.9122 | 2.0821 | 0.2 | 42.8797 | 350.9698 | 46.4214 | 0 |  | 424.1833 | 142.3562 | 284.427 | 0.09815 | 142.3562 | 284.427 | 0.086957 | 139.1317 | 270.4988 | 0 | 401.438 | 401.4239 | 46264.203 | 39.8955 | 46047.777 | 43994.89 | 42743.15 | 0 | 0 | 42556.324 | 746.7947 | 0 | 0 | 0 | 0 | 42556.324 | 746.7947 | 41444.887 | 41237.6602
5198 | 2021-08-05 13:00 | 377.0667 |  | 249.25 | 18.051 | 2.3017 | 0.2 | 38.8047 | 332.7299 | 50.4004 | 0 |  | 377.0667 | 129.7355 | 250.287 | 0.087248 | 129.7355 | 250.287 | 0.077298 | 126.0242 | 238.0318 | 0 | 356.7749 | 356.7559 | 41117.6 | 37.3939 | 40803 | 39283.9 | 38045.74 | 0 | 0 | 37899.832 | 751.8633 | 0 | 0 | 0 | 0 | 37899.832 | 751.8633 | 36900.125 | 36715.6211
5199 | 2021-08-05 14:00 | 290.15 |  | 242.4 | 16.9167 | 1.7567 | 0.2 | 31.3549 | 317.6942 | 57.8496 | 0 |  | 290.15 | 48.7257 | 245.4942 | 0.067137 | 48.7257 | 245.4942 | 0.05948 | 46.5736 | 233.4713 | 0 | 274.444 | 274.4243 | 31628.027 | 32.1693 | 31140.424 | 30466.744 | 29399.957 | 0 | 0 | 29314.904 | 761.2866 | 0 | 0 | 0 | 0 | 29314.904 | 761.2866 | 28420.297 | 28278.1973
5200 | 2021-08-05 15:00 | 195.4333 |  | 156.4833 | 17.8125 | 0.92917 | 0.2 | 21.6368 | 305.858 | 67.6128 | 0 |  | 195.4333 | 40.1494 | 157.443 | 0.045221 | 40.1494 | 157.443 | 0.040063 | 36.8751 | 149.7362 | 0 | 182.879 | 182.891 | 21078.477 | 28.3677 | 20428.934 | 20215.11 | 19517.965 | 0 | 0 | 19480.123 | 763.2786 | 0 | 0 | 0 | 0 | 19480.123 | 763.2786 | 18568.562 | 18475.7188
5201 | 2021-08-05 16:00 | 71.85 |  | 62.9 | 17.3274 | 0.78792 | 0.2 | 10.4953 | 296.4155 | 78.8114 | 0 |  | 71.85 | 9.5163 | 63.168 | 0.016625 | 9.5163 | 63.168 | 0.014729 | 7.5354 | 60.0729 | 0 | 66.2561 | 66.2515 | 7635.9062 | 21.1756 | 6930.117 | 7012.024 | 6705.7827 | 0 | 0 | 6701.227 | 753.9107 | 0 | 0 | 0 | 0 | 6701.227 | 753.9107 | 5916.5254 | 5886.9429
5202 | 2021-08-05 17:00 | 0.61667 |  | 0.61667 | 16.4888 | 0.73708 | 0.2 | -1.5267 | 288.5267 | 88.8619 | 0 |  | 0.61667 | 0 | 0.65804 | 0.00014269 | 0 | 0.65804 | 0 | 0 | 0.62578 | 0 | 0.61326 | 0.61331 | 70.6849 | 16.5245 | 3.3152 | 3.2872 | 3.2763 | 0 | 0 | 3.2761 | 67.424 | 0 | 0 | 0 | 3.2761 | 0 | 650 | 0 | 0
5203 | 2021-08-05 18:00 | 0 |  | 0 | 15.8895 | 0.87417 | 0.2
5204 | 2021-08-05 19:00 | 0 |  | 0 | 15.3399 | 1.0933 | 0.2
5205 | 2021-08-05 20:00 | 0 |  | 0 | 14.5263 | 2.2088 | 0.2
5206 | 2021-08-05 21:00 | 0 |  | 0 | 13.7874 | 1.8179 | 0.2
5207 | 2021-08-05 22:00 | 0 |  | 0 | 12.9312 | 1.3258 | 0.2
5208 | 2021-08-05 23:00 | 0 |  | 0 | 11.8772 | 1.5 | 0.2
5209 | 2021-08-06 | 0 |  | 0 | 11.8797 | 1.2758 | 0.2
5210 | 2021-08-06 01:00 | 0 |  | 0 | 11.2423 | 1.3742 | 0.2
5211 | 2021-08-06 02:00 | 0 |  | 0 | 10.5036 | 1.4 | 0.2
5212 | 2021-08-06 03:00 | 0 |  | 0 | 10.0519 | 1.3758 | 0.2
5213 | 2021-08-06 04:00 | 0 |  | 0 | 9.6651 | 1.1775 | 0.2
5214 | 2021-08-06 05:00 | 0 |  | 0 | 9.4071 | 0.88792 | 0.2
5215 | 2021-08-06 06:00 | 0.58333 |  | 0.58333 | 9.5143 | 1.0613 | 0.2 | -2.4158 | 72.1723 | 90 | 0 |  | 0.58333 | 0 | 0.63619 | 0.00013497 | 0 | 0.63619 | 0 | 0 | 0.60502 | 0 | 0.59292 | 0.59292 | 68.3355 | 9.5483 | 3.0967 | 3.0491 | 3.0406 | 0 | 0 | 3.0405 | 64.894 | 0 | 0 | 0 | 3.0405 | 0 | 650 | 0 | 0
5216 | 2021-08-06 07:00 | 90.2 |  | 57.0833 | 10.6306 | 1.0517 | 0.2 | 9.6823 | 64.3874 | 80.4512 | 0 |  | 90.2 | 32.6596 | 57.0653 | 0.020871 | 32.6596 | 57.0653 | 0.018491 | 24.4472 | 54.2685 | 0 | 77.1414 | 77.1403 | 8890.6045 | 15.0578 | 8173.562 | 8423.792 | 8023.082 | 0 | 0 | 8016.992 | 779.3472 | 0 | 0 | 2.047 | 0 | 8014.9453 | 777.6475 | 7174.4595 | 7138.5874
5217 | 2021-08-06 08:00 | 249.3833 |  | 114.4667 | 12.3681 | 0.76375 | 0.2 | 20.9399 | 55.107 | 69.0927 | 0 |  | 249.3833 | 134.7117 | 115.1906 | 0.057704 | 134.7117 | 115.1906 | 0.051123 | 122.572 | 109.5471 | 0 | 227.4768 | 227.4798 | 26217.666 | 25.5958 | 25640.842 | 25592.053 | 24736.836 | 0 | 0 | 24678.38 | 773.6011 | 0 | 0 | 0 | 0 | 24678.38 | 773.6011 | 23823.244 | 23704.127
5218 | 2021-08-06 09:00 | 378.4 |  | 181.6667 | 14.1065 | 0.87167 | 0.2 | 30.835 | 43.4927 | 59.064 | 0 |  | 378.4 | 197.3063 | 182.983 | 0.087556 | 197.3063 | 182.983 | 0.077571 | 187.9806 | 174.0203 | 0 | 354.7609 | 354.7763 | 40888.848 | 34.6352 | 40569.844 | 39399.49 | 37981.375 | 0 | 0 | 37839.152 | 761.8622 | 0 | 0 | 0 | 0 | 37839.152 | 761.8622 | 36840.918 | 36656.7109
5219 | 2021-08-06 10:00 | 466.7333 |  | 236.6833 | 15.5486 | 1.3613 | 0.2 | 38.5459 | 28.7003 | 51.1728 | 0 |  | 466.7333 | 231.3963 | 237.8192 | 0.108 | 231.3963 | 237.8192 | 0.095679 | 224.5072 | 226.1717 | 0 | 441.6653 | 441.6798 | 50904.39 | 40.5429 | 50777.016 | 48418.637 | 46540.977 | 0 | 0 | 46320 | 748.2017 | 0 | 0 | 0 | 0 | 46320 | 748.2017 | 45120.03 | 44894.4297
5220 | 2021-08-06 11:00 | 552.9833 |  | 232.9167 | 16.8144 | 1.1275 | 0.2 | 42.9669 | 10.5977 | 46.5313 | 0 |  | 552.9833 | 322.7771 | 235.3557 | 0.12795 | 322.7771 | 235.3557 | 0.11336 | 315.436 | 223.8321 | 0 | 528.4828 | 528.5176 | 60912.973 | 47.0426 | 60971.133 | 56944.273 | 54653.68 | 0 | 0 | 54337.387 | 733.8193 | 0 | 0 | 0 | 0 | 54337.387 | 733.8193 | 52954.117 | 52689.3438
5221 | 2021-08-06 12:00 | 583.5167 |  | 198.7833 | 17.8149 | 0.88958 | 0.2 | 43.148 | 350.8802 | 46.1528 | 0 |  | 583.5167 | 389.0781 | 201.85 | 0.13502 | 389.0781 | 201.85 | 0.11962 | 380.4035 | 191.9695 | 0 | 560.9256 | 560.8904 | 64644.105 | 50.2438 | 64765.92 | 59853.98 | 57565.56 | 0 | 0 | 57204.504 | 723.2745 | 0 | 0 | 0 | 0 | 57204.504 | 723.2745 | 55757.426 | 55478.6406
5222 | 2021-08-06 13:00 | 530.5833 |  | 172.6167 | 18.4154 | 0.69917 | 0.2 | 39.0438 | 332.5517 | 50.1609 | 0 |  | 530.5833 | 363.2899 | 175.7267 | 0.12277 | 363.2899 | 175.7267 | 0.10877 | 353.0405 | 167.1268 | 0 | 509.764 | 509.576 | 58730.402 | 48.1338 | 58748.652 | 54658.3 | 52755.87 | 0 | 0 | 52451.367 | 726.069 | 0 | 0 | 0 | 0 | 52451.367 | 726.069 | 51110.566 | 50855.0117
5223 | 2021-08-06 14:00 | 431.2167 |  | 137.0167 | 18.5774 | 0.99917 | 0.2 | 31.5565 | 317.4723 | 57.6486 | 0 |  | 431.2167 | 300.1547 | 139.872 | 0.099778 | 300.1547 | 139.872 | 0.088399 | 287.0545 | 133.0284 | 0 | 411.6812 | 411.5452 | 47431.973 | 42.2532 | 47237.94 | 44768.758 | 42788.87 | 0 | 0 | 42596.66 | 742.3815 | 0 | 0 | 0 | 0 | 42596.66 | 742.3815 | 41484.266 | 41276.8438
5224 | 2021-08-06 15:00 | 260.4 |  | 117.2167 | 18.1446 | 0.875 | 0.2 | 21.8038 | 305.6205 | 67.4471 | 0 |  | 260.4 | 147.5451 | 119.2808 | 0.060253 | 147.5451 | 119.2808 | 0.053381 | 135.6477 | 113.4451 | 0 | 244.111 | 244.0643 | 28129.355 | 32.265 | 27584.852 | 26960.246 | 25686.115 | 0 | 0 | 25618.984 | 757.2023 | 0 | 0 | 0 | 0 | 25618.984 | 757.2023 | 24762.934 | 24639.1191
5225 | 2021-08-06 16:00 | 109.1833 |  | 57.6167 | 17.2295 | 1.0371 | 0.2 | 10.6343 | 296.1719 | 78.6743 | 0 |  | 109.1833 | 54.7758 | 59.038 | 0.025263 | 54.7758 | 59.038 | 0.022382 | 43.5429 | 56.152 | 0 | 97.701 | 97.6008 | 11248.798 | 22.8347 | 10530.967 | 10592.04 | 9747.324 | 0 | 0 | 9737.243 | 761.5596 | 0 | 0 | 0 | 0 | 9737.243 | 761.5596 | 8872.314 | 8827.9531
5226 | 2021-08-06 17:00 | 0.76667 |  | 0.76667 | 16.1346 | 0.84125 | 0.2 | -1.4088 | 288.2758 | 88.8084 | 0 |  | 0.76667 | 0 | 0.81576 | 0.0001774 | 0 | 0.81576 | 0 | 0 | 0.77576 | 0 | 0.76025 | 0.7602 | 87.6157 | 16.1787 | 5.092 | 5.0473 | 5.0285 | 0 | 0 | 5.0283 | 83.8609 | 0 | 0 | 0 | 5.0283 | 0 | 650 | 0 | 0
5227 | 2021-08-06 18:00 | 0 |  | 0 | 15.3346 | 0.3025 | 0.2
5228 | 2021-08-06 19:00 | 0 |  | 0 | 14.5982 | 0.275 | 0.2
5229 | 2021-08-06 20:00 | 0 |  | 0 | 13.7889 | 0.20083 | 0.2
5230 | 2021-08-06 21:00 | 0 |  | 0 | 12.9664 | 0.17333 | 0.2
5231 | 2021-08-06 22:00 | 0 |  | 0 | 12.1439 | 0.60792 | 0.2
5232 | 2021-08-06 23:00 | 0 |  | 0 | 11.3328 | 1.1225 | 0.2
5233 | 2021-08-07 | 0 |  | 0 | 10.5877 | 1.2363 | 0.2
5234 | 2021-08-07 01:00 | 0 |  | 0 | 9.8281 | 1.4129 | 0.2
5235 | 2021-08-07 02:00 | 0 |  | 0 | 9.1079 | 1.2 | 0.2
5236 | 2021-08-07 03:00 | 0 |  | 0 | 8.6609 | 1.4604 | 0.2
5237 | 2021-08-07 04:00 | 0 |  | 0 | 8.2757 | 1.5025 | 0.2
5238 | 2021-08-07 05:00 | 0 |  | 0 | 8.0127 | 1.1233 | 0.2
5239 | 2021-08-07 06:00 | 0.51667 |  | 0.51667 | 8.1336 | 1.9183 | 0.2 | -2.2505 | 72.398 | 90 | 0 |  | 0.51667 | 0 | 0.56398 | 0.00011955 | 0 | 0.56398 | 0 | 0 | 0.53635 | 0 | 0.52562 | 0.52562 | 60.579 | 8.1626 | 2.434 | 2.3932 | 2.3869 | 0 | 0 | 2.3868 | 57.4524 | 0 | 0 | 0 | 2.3868 | 0 | 650 | 0 | 0
5240 | 2021-08-07 07:00 | 108.5833 |  | 60.9333 | 9.4452 | 2.3992 | 0.2 | 9.8661 | 64.6016 | 80.2707 | 0 |  | 108.5833 | 46.9885 | 61.0851 | 0.025125 | 46.9885 | 61.0851 | 0.022259 | 35.4334 | 58.091 | 0 | 91.6539 | 91.6936 | 10568.061 | 14.3948 | 9844.389 | 10163.91 | 9666.73 | 0 | 0 | 9658.05 | 782.6332 | 0 | 0 | 4.4266 | 0 | 9653.623 | 779.698 | 8788.606 | 8744.6631
5241 | 2021-08-07 08:00 | 274.05 |  | 94.4167 | 11.3485 | 2.3233 | 0.2 | 21.1475 | 55.3084 | 68.8884 | 0 |  | 274.05 | 179.3361 | 95.4853 | 0.063411 | 179.3361 | 95.4853 | 0.05618 | 163.4071 | 90.8074 | 0 | 249.1302 | 249.144 | 28713.828 | 24.8435 | 28176.951 | 28186.86 | 27123.559 | 0 | 0 | 27054.342 | 776.7576 | 0 | 0 | 5.8509 | 0 | 27048.492 | 775.2969 | 26174.988 | 26044.1133
5242 | 2021-08-07 09:00 | 440.05 |  | 107.5667 | 13.3586 | 3.015 | 0.2 | 31.0707 | 43.6694 | 58.8314 | 0 |  | 440.05 | 333.4123 | 109.1817 | 0.10182 | 333.4123 | 109.1817 | 0.090209 | 317.8714 | 103.8344 | 0 | 413.2717 | 413.2441 | 47626.676 | 35.0487 | 47436.426 | 46016.473 | 44291.977 | 0 | 0 | 44099.977 | 761.636 | 0 | 0 | 0 | 0 | 44099.977 | 761.636 | 42952.04 | 42737.2773
5243 | 2021-08-07 10:00 | 525.5666 |  | 175.5 | 15.0584 | 4.2354 | 0.2 | 38.8095 | 28.8228 | 50.9117 | 0 |  | 525.5666 | 352.0769 | 177.7953 | 0.12161 | 352.0769 | 177.7953 | 0.10774 | 341.7528 | 169.0889 | 0 | 500.6249 | 500.5971 | 57694.83 | 39.9141 | 57695.316 | 55137.273 | 53646.08 | 0 | 0 | 53351.523 | 746.1403 | 0 | 0 | 0 | 0 | 53351.523 | 746.1403 | 51990.402 | 51730.4492
5244 | 2021-08-07 11:00 | 593.35 |  | 188.0833 | 16.3174 | 3.4704 | 0.2 | 43.2469 | 10.6225 | 46.2523 | 0 |  | 593.35 | 408.6541 | 190.8449 | 0.13729 | 408.6541 | 190.8449 | 0.12164 | 399.5116 | 181.5015 | 0 | 569.3928 | 569.3341 | 65616.95 | 45.5874 | 65755.74 | 61717.008 | 59635.75 | 0 | 0 | 59256.355 | 731.349 | 0 | 0 | 0 | 0 | 59256.355 | 731.349 | 57764.184 | 57475.3633
5245 | 2021-08-07 12:00 | 598.3333 |  | 190 | 17.2374 | 2.8146 | 0.2 | 43.4203 | 350.7856 | 45.8801 | 0 |  | 598.3333 | 412.8961 | 193.0612 | 0.13845 | 412.8961 | 193.0612 | 0.12266 | 403.8372 | 183.6111 | 0 | 575.6993 | 575.8646 | 66369.85 | 47.7399 | 66519.32 | 61979.926 | 58864.484 | 0 | 0 | 58477.453 | 716.5624 | 0 | 0 | 0 | 0 | 58477.453 | 716.5624 | 57002.344 | 56717.332
5246 | 2021-08-07 13:00 | 516.8833 |  | 201.2333 | 17.6937 | 2.9829 | 0.2 | 39.2855 | 332.3669 | 49.9188 | 0 |  | 516.8833 | 320.2993 | 203.9984 | 0.1196 | 320.2993 | 203.9984 | 0.10596 | 311.3887 | 194.0135 | 0 | 495.2942 | 495.2708 | 57079.957 | 43.7272 | 57068.184 | 53862.22 | 51898.01 | 0 | 0 | 51613.61 | 735.7572 | 0 | 0 | 0 | 0 | 51613.61 | 735.7572 | 50291.805 | 50040.3438
5247 | 2021-08-07 14:00 | 393.6667 |  | 184.8667 | 17.6874 | 3.575 | 0.2 | 31.7597 | 317.2439 | 57.4459 | 0 |  | 393.6667 | 212.986 | 187.4979 | 0.091089 | 212.986 | 187.4979 | 0.080701 | 203.8009 | 178.322 | 0 | 374.4805 | 374.2962 | 43140.145 | 36.839 | 42864.207 | 41332.3 | 39308.95 | 0 | 0 | 39153.805 | 755.707 | 0 | 0 | 0 | 0 | 39153.805 | 755.707 | 38123.77 | 37933.1523
5248 | 2021-08-07 15:00 | 264.2333 |  | 121.6833 | 17.1581 | 3.1733 | 0.2 | 21.9716 | 305.3771 | 67.2807 | 0 |  | 264.2333 | 146.8456 | 123.7793 | 0.06114 | 146.8456 | 123.7793 | 0.054167 | 135.1379 | 117.7235 | 0 | 247.8041 | 247.6938 | 28547.691 | 30.0656 | 28009.854 | 27565.395 | 26080.47 | 0 | 0 | 26012.623 | 766.3244 | 0 | 0 | 0 | 0 | 26012.623 | 766.3244 | 25151.447 | 25025.6895
5249 | 2021-08-07 16:00 | 99.2 |  | 68.75 | 16.1402 | 3.9596 | 0.2 | 10.7737 | 295.9229 | 78.5368 | 0 |  | 99.2 | 32.3141 | 69.7908 | 0.022953 | 32.3141 | 69.7908 | 0.020336 | 25.785 | 66.3772 | 0 | 90.3189 | 90.3403 | 10411.6875 | 20.6825 | 9691.189 | 9816.502 | 9283.7705 | 0 | 0 | 9274.879 | 764.6932 | 0 | 0 | 0 | 0 | 9274.879 | 764.6932 | 8411.088 | 8369.0322
5250 | 2021-08-07 17:00 | 0.88333 |  | 0.88333 | 15.0334 | 3.5929 | 0.2 | -1.2908 | 288.0198 | 88.755 | 0 |  | 0.88333 | 0 | 0.93761 | 0.00020439 | 0 | 0.93761 | 0 | 0 | 0.89164 | 0 | 0.87381 | 0.87379 | 100.7043 | 15.0781 | 6.722 | 6.6555 | 6.6311 | 0 | 0 | 6.6309 | 97.7653 | 0 | 0 | 0 | 6.6309 | 0 | 650 | 0 | 0
5251 | 2021-08-07 18:00 | 0 |  | 0 | 14.314 | 2.9058 | 0.2
5252 | 2021-08-07 19:00 | 0 |  | 0 | 13.6638 | 2.2662 | 0.2
5253 | 2021-08-07 20:00 | 0 |  | 0 | 13.0136 | 1.9775 | 0.2
5254 | 2021-08-07 21:00 | 0 |  | 0 | 12.3633 | 1.8692 | 0.2
5255 | 2021-08-07 22:00 | 0 |  | 0 | 11.7131 | 3.2158 | 0.2
5256 | 2021-08-07 23:00 | 0 |  | 0 | 11.0837 | 3.845 | 0.2
5257 | 2021-08-08 | 0 |  | 0 | 10.5839 | 4.3517 | 0.2
5258 | 2021-08-08 01:00 | 0 |  | 0 | 10.1091 | 3.555 | 0.2
5259 | 2021-08-08 02:00 | 0 |  | 0 | 9.6635 | 3.4242 | 0.2
5260 | 2021-08-08 03:00 | 0 |  | 0 | 9.3973 | 3.3204 | 0.2
5261 | 2021-08-08 04:00 | 0 |  | 0 | 9.1715 | 1.7592 | 0.2
5262 | 2021-08-08 05:00 | 0 |  | 0 | 9.0284 | 1.4371 | 0.2
5263 | 2021-08-08 06:00 | 1.0333 |  | 1.0333 | 9.2355 | 1.5258 | 0.2 | -2.0807 | 72.6262 | 90 | 0 |  | 1.0333 | 0 | 1.1187 | 0.0002391 | 0 | 1.1187 | 0 | 0 | 1.0639 | 0 | 1.0426 | 1.0426 | 120.1644 | 9.2941 | 9.5536 | 9.4043 | 9.3607 | 0 | 0 | 9.3604 | 119.4186 | 0 | 0 | 0 | 9.3604 | 0 | 650 | 0 | 0
5264 | 2021-08-08 07:00 | 117.4 |  | 54.2667 | 10.7793 | 1.4933 | 0.2 | 10.0543 | 64.8181 | 80.0859 | 0 |  | 117.4 | 62.2521 | 54.444 | 0.027165 | 62.2521 | 54.444 | 0.024067 | 47.2835 | 51.7753 | 0 | 97.0776 | 97.1515 | 11196.909 | 16.2441 | 10473.04 | 10752.614 | 10231.922 | 0 | 0 | 10222.131 | 780.2477 | 0 | 0 | 0.40562 | 0 | 10221.725 | 779.6122 | 9359.877 | 9313.0781
5265 | 2021-08-08 08:00 | 299.85 |  | 76.3 | 13.0077 | 3.1108 | 0.2 | 21.3596 | 55.5121 | 68.6797 | 0 |  | 299.85 | 223.15 | 77.3154 | 0.069381 | 223.15 | 77.3154 | 0.061469 | 203.6187 | 73.5277 | 0 | 271.6034 | 271.5854 | 31300.28 | 27.2005 | 30806.973 | 30600.81 | 29250.521 | 0 | 0 | 29170.467 | 777.6155 | 0 | 0 | 25.0033 | 0 | 29145.465 | 774.2269 | 28252.156 | 28110.8965
5266 | 2021-08-08 09:00 | 471.15 |  | 78.8167 | 15.2671 | 4.5038 | 0.2 | 31.3111 | 43.848 | 58.5943 | 0 |  | 471.15 | 393.3831 | 80.2662 | 0.10902 | 393.3831 | 80.2662 | 0.096585 | 375.305 | 76.3352 | 0 | 442.6074 | 442.6191 | 51013.78 | 36.9775 | 50888.54 | 49075.137 | 47431.477 | 0 | 0 | 47207.82 | 755.6588 | 0 | 0 | 0 | 0 | 47207.82 | 755.6588 | 45987.195 | 45757.2617
5267 | 2021-08-08 10:00 | 612.9833 |  | 79.6667 | 17.2643 | 5.0525 | 0.2 | 39.078 | 28.9458 | 50.6458 | 0 |  | 612.9833 | 536.3207 | 81.0938 | 0.14184 | 536.3207 | 81.0938 | 0.12566 | 520.8354 | 77.1227 | 0 | 585.9989 | 586.0159 | 67539.15 | 45.2995 | 67709.47 | 63613.86 | 61234.242 | 0 | 0 | 60841.87 | 736.2916 | 0 | 0 | 0 | 0 | 60841.87 | 736.2916 | 59315.176 | 59018.5977
5268 | 2021-08-08 11:00 | 660.7 |  | 101.75 | 18.8685 | 4.325 | 0.2 | 43.5317 | 10.6453 | 45.9686 | 0 |  | 660.7 | 563.5607 | 103.8239 | 0.15288 | 563.5607 | 103.8239 | 0.13544 | 551.1619 | 98.7414 | 0 | 636.9052 | 636.8326 | 73396.836 | 50.3601 | 73652.516 | 68057.26 | 65876.71 | 0 | 0 | 65399.918 | 720.3743 | 0 | 0 | 0 | 0 | 65399.918 | 720.3743 | 63733.363 | 63414.6953
5269 | 2021-08-08 12:00 | 664.1667 |  | 107.55 | 20.0049 | 5.3254 | 0.2 | 43.6964 | 350.686 | 45.6035 | 0 |  | 664.1667 | 562.7702 | 109.8598 | 0.15368 | 562.7702 | 109.8598 | 0.13615 | 550.6231 | 104.4828 | 0 | 642.0037 | 641.8655 | 73976.83 | 50.3329 | 74238.836 | 68602.17 | 66544.58 | 0 | 0 | 66057 | 718.7378 | 0 | 0 | 0 | 0 | 66057 | 718.7378 | 64366.48 | 64044.6484
5270 | 2021-08-08 13:00 | 587.0666 |  | 127.4333 | 20.6196 | 6.6571 | 0.2 | 39.5299 | 332.1756 | 49.674 | 0 |  | 587.0666 | 466.3383 | 130.2303 | 0.13584 | 466.3383 | 130.2303 | 0.12035 | 453.5478 | 123.8578 | 0 | 565.8575 | 565.8395 | 65215.46 | 45.7835 | 65345.023 | 61272.266 | 58425.594 | 0 | 0 | 58065.35 | 736.5025 | 0 | 0 | 0 | 0 | 58065.35 | 736.5025 | 56599.3 | 56316.3008
5271 | 2021-08-08 14:00 | 475.0667 |  | 86.3833 | 20.7227 | 6.7112 | 0.2 | 31.9645 | 317.0091 | 57.2418 | 0 |  | 475.0667 | 396.4009 | 88.6491 | 0.10992 | 396.4009 | 88.6491 | 0.097388 | 379.5107 | 84.3121 | 0 | 454.5463 | 454.5218 | 52385.39 | 40.8864 | 52285.223 | 49776.16 | 47716.92 | 0 | 0 | 47478.34 | 743.26 | 0 | 0 | 0 | 0 | 47478.34 | 743.26 | 46251.445 | 46020.1875
5272 | 2021-08-08 15:00 | 310.7333 |  | 75.7167 | 20.1979 | 7.1225 | 0.2 | 22.1403 | 305.1278 | 67.1135 | 0 |  | 310.7333 | 242.0217 | 77.8428 | 0.071899 | 242.0217 | 77.8428 | 0.0637 | 222.9432 | 74.0361 | 0 | 291.0396 | 290.8479 | 33521.07 | 32.8615 | 33069.04 | 32259.146 | 30479.533 | 0 | 0 | 30386.037 | 763.5074 | 0 | 0 | 0 | 0 | 30386.037 | 763.5074 | 29484.26 | 29336.8379
5273 | 2021-08-08 16:00 | 129.9 |  | 57.8 | 19.0791 | 7.2 | 0.2 | 10.9135 | 295.6686 | 78.399 | 0 |  | 129.9 | 76.4418 | 59.2146 | 0.030057 | 76.4418 | 59.2146 | 0.026629 | 61.2227 | 56.3199 | 0 | 115.1917 | 115.0795 | 13263.248 | 24.0721 | 12551.26 | 12576.548 | 11466.21 | 0 | 0 | 11452.234 | 766.8394 | 0 | 0 | 0 | 0 | 11452.234 | 766.8394 | 10617.861 | 10564.7715
5274 | 2021-08-08 17:00 | 1.7 |  | 1.7 | 17.7492 | 7.0671 | 0.2 | -1.1727 | 287.7589 | 88.7016 | 0 |  | 1.7 | 0 | 1.7853 | 0.00039336 | 0 | 1.7853 | 0 | 0 | 1.6978 | 0 | 1.6638 | 1.664 | 191.7772 | 17.8219 | 24.2989 | 24.1245 | 24.0457 | 0 | 0 | 24.0447 | 182.1161 | 0 | 0 | 0 | 24.0447 | 0 | 650 | 0 | 0
5275 | 2021-08-08 18:00 | 0 |  | 0 | 16.8873 | 6.1454 | 0.2
5276 | 2021-08-08 19:00 | 0 |  | 0 | 16.1121 | 5.3429 | 0.2
5277 | 2021-08-08 20:00 | 0 |  | 0 | 15.3401 | 4.7438 | 0.2
5278 | 2021-08-08 21:00 | 0 |  | 0 | 14.5748 | 3.9292 | 0.2
5279 | 2021-08-08 22:00 | 0 |  | 0 | 13.736 | 3.8 | 0.2
5280 | 2021-08-08 23:00 | 0 |  | 0 | 12.8818 | 3.9208 | 0.2
5281 | 2021-08-09 | 0 |  | 0 | 12.0096 | 4.7313 | 0.2
5282 | 2021-08-09 01:00 | 0 |  | 0 | 11.1053 | 5.3925 | 0.2
5283 | 2021-08-09 02:00 | 0 |  | 0 | 10.2483 | 6.565 | 0.2
5284 | 2021-08-09 03:00 | 0 |  | 0 | 9.7175 | 7.3646 | 0.2
5285 | 2021-08-09 04:00 | 0 |  | 0 | 9.2603 | 6.0771 | 0.2
5286 | 2021-08-09 05:00 | 0 |  | 0 | 8.9505 | 4.3729 | 0.2
5287 | 2021-08-09 06:00 | 1.0333 |  | 1.0333 | 9.0784 | 3.7983 | 0.2 | -1.9067 | 72.8568 | 90 | 0 |  | 1.0333 | 0 | 1.1185 | 0.0002391 | 0 | 1.1185 | 0 | 0 | 1.0637 | 0 | 1.0425 | 1.0425 | 120.1471 | 9.1312 | 9.5584 | 9.4074 | 9.3566 | 0 | 0 | 9.3562 | 119.3384 | 0 | 0 | 0 | 9.3562 | 0 | 650 | 0 | 0
5288 | 2021-08-09 07:00 | 112.85 |  | 57.9833 | 10.4356 | 4.4708 | 0.2 | 10.2468 | 65.0371 | 79.8968 | 0 |  | 112.85 | 54.097 | 58.1545 | 0.026112 | 54.097 | 58.1545 | 0.023134 | 41.3803 | 55.304 | 0 | 94.7506 | 94.7777 | 10922.764 | 15.0913 | 10198.645 | 10508.086 | 10031.597 | 0 | 0 | 10022.222 | 781.1691 | 0 | 0 | 2.1735 | 0 | 10020.048 | 779.3685 | 9156.387 | 9110.6055
5289 | 2021-08-09 08:00 | 279.1833 |  | 98.6333 | 12.4027 | 4.6242 | 0.2 | 21.5761 | 55.7182 | 68.4666 | 0 |  | 279.1833 | 180.2029 | 99.3575 | 0.064599 | 180.2029 | 99.3575 | 0.057232 | 164.6642 | 94.4897 | 0 | 253.9708 | 253.9618 | 29269.727 | 24.7914 | 28742.03 | 28758.21 | 27381.656 | 0 | 0 | 27312.355 | 785.2966 | 0 | 0 | 11.7068 | 0 | 27300.648 | 783.727 | 26424.398 | 26292.2773
5290 | 2021-08-09 09:00 | 452.15 |  | 103.7 | 14.4699 | 4.75 | 0.2 | 31.5562 | 44.0284 | 58.3525 | 0 |  | 452.15 | 349.3413 | 105.2895 | 0.10462 | 349.3413 | 105.2895 | 0.09269 | 333.5169 | 100.1327 | 0 | 424.9767 | 424.9777 | 48980.258 | 35.0827 | 48816.016 | 47352.188 | 45580.977 | 0 | 0 | 45378.184 | 762.4783 | 0 | 0 | 0 | 0 | 45378.184 | 762.4783 | 44200.22 | 43979.2188
5291 | 2021-08-09 10:00 | 560.1333 |  | 142.8167 | 16.1651 | 4.7467 | 0.2 | 39.3513 | 29.0694 | 50.3751 | 0 |  | 560.1333 | 419.6214 | 145.0312 | 0.12961 | 419.6214 | 145.0312 | 0.11483 | 407.6949 | 137.9296 | 0 | 534.712 | 534.6322 | 61617.64 | 42.1004 | 61688.67 | 58549.293 | 56375.664 | 0 | 0 | 56050.043 | 744.8708 | 0 | 0 | 0 | 0 | 56050.043 | 744.8708 | 54628.543 | 54355.4023
5292 | 2021-08-09 11:00 | 618.3166 |  | 169.0833 | 17.5578 | 5.5917 | 0.2 | 43.8211 | 10.6659 | 45.6803 | 0 |  | 618.3166 | 452.8896 | 171.7977 | 0.14307 | 452.8896 | 171.7977 | 0.12675 | 443.0942 | 163.3871 | 0 | 594.3516 | 594.1968 | 68483.164 | 45.2954 | 68667.41 | 64508.832 | 62074.08 | 0 | 0 | 61668.4 | 735.4922 | 0 | 0 | 0 | 0 | 61668.4 | 735.4922 | 60123.816 | 59823.1953
5293 | 2021-08-09 12:00 | 651.8667 |  | 138.5 | 18.6151 | 6.6037 | 0.2 | 43.9763 | 350.5812 | 45.3231 | 0 |  | 651.8667 | 518.9809 | 141.2643 | 0.15083 | 518.9809 | 141.2643 | 0.13363 | 507.9631 | 134.3505 | 0 | 629.4673 | 629.4433 | 72544.97 | 46.6756 | 72787.73 | 68070.76 | 65880.88 | 0 | 0 | 65416.477 | 728.6423 | 0 | 0 | 0 | 0 | 65416.477 | 728.6423 | 63749.316 | 63430.5703
5294 | 2021-08-09 13:00 | 593.6167 |  | 110.2 | 19.231 | 7.3283 | 0.2 | 39.7769 | 331.9777 | 49.4267 | 0 |  | 593.6167 | 490.4001 | 112.6731 | 0.13735 | 490.4001 | 112.6731 | 0.12169 | 477.1413 | 107.1593 | 0 | 572.6146 | 572.8448 | 66021.71 | 43.9402 | 66163.43 | 62403.332 | 59317.32 | 0 | 0 | 58955.18 | 745.5153 | 0 | 0 | 0 | 0 | 58955.18 | 745.5153 | 57469.598 | 57182.25
5295 | 2021-08-09 14:00 | 479.35 |  | 86.9167 | 19.3636 | 5.9004 | 0.2 | 32.1706 | 316.7679 | 57.0362 | 0 |  | 479.35 | 400.15 | 89.1876 | 0.11091 | 400.15 | 89.1876 | 0.098266 | 383.3053 | 84.8242 | 0 | 458.7669 | 458.8684 | 52884.52 | 40.4851 | 52793.71 | 50324.477 | 47882.656 | 0 | 0 | 47644.14 | 748.546 | 0 | 0 | 0 | 0 | 47644.14 | 748.546 | 46413.402 | 46181.332
5296 | 2021-08-09 15:00 | 309.7667 |  | 82.5667 | 18.881 | 4.8033 | 0.2 | 22.3096 | 304.8728 | 66.9456 | 0 |  | 309.7667 | 233.8981 | 84.7818 | 0.071676 | 233.8981 | 84.7818 | 0.063502 | 215.6677 | 80.6355 | 0 | 290.377 | 290.301 | 33458.664 | 32.9274 | 33005.516 | 32190.14 | 30078.396 | 0 | 0 | 29987.719 | 764.9579 | 0 | 0 | 0 | 0 | 29987.719 | 764.9579 | 29088.398 | 28942.9551
5297 | 2021-08-09 16:00 | 131.1667 |  | 64.7 | 17.8304 | 4.755 | 0.2 | 11.0535 | 295.4091 | 78.261 | 0 |  | 131.1667 | 70.4042 | 66.1868 | 0.03035 | 70.4042 | 66.1868 | 0.026889 | 56.5907 | 62.9509 | 0 | 117.1507 | 117.2573 | 13514.26 | 23.5165 | 12802.459 | 12847.947 | 11765.235 | 0 | 0 | 11750.918 | 770.6512 | 0 | 0 | -0.070386 | 0 | 11750.988 | 770.5362 | 10927.54 | 10872.9023
5298 | 2021-08-09 17:00 | 2.0667 |  | 2.0667 | 16.5731 | 3.4858 | 0.2 | -1.0544 | 287.4931 | 88.6483 | 0 |  | 2.0667 | 0 | 2.1592 | 0.0004782 | 0 | 2.1592 | 0 | 0 | 2.0533 | 0 | 2.0122 | 2.0122 | 231.9143 | 16.6765 | 35.4871 | 35.192 | 35.0678 | 0 | 0 | 35.0663 | 219.7937 | 0 | 0 | 0 | 35.0663 | 0 | 650 | 0 | 0
5299 | 2021-08-09 18:00 | 0 |  | 0 | 15.7802 | 2.5654 | 0.2
5300 | 2021-08-09 19:00 | 0 |  | 0 | 15.1103 | 2.5525 | 0.2
5301 | 2021-08-09 20:00 | 0 |  | 0 | 14.3407 | 1.8317 | 0.2
5302 | 2021-08-09 21:00 | 0 |  | 0 | 13.5522 | 1.0696 | 0.2
5303 | 2021-08-09 22:00 | 0 |  | 0 | 12.7638 | 0.26542 | 0.2
5304 | 2021-08-09 23:00 | 0 |  | 0 | 11.9987 | 0.325 | 0.2
5305 | 2021-08-10 | 0 |  | 0 | 11.3763 | 0.15083 | 0.2
5306 | 2021-08-10 01:00 | 0 |  | 0 | 10.7666 | 0.2475 | 0.2
5307 | 2021-08-10 02:00 | 0 |  | 0 | 10.1907 | 0.68375 | 0.2
5308 | 2021-08-10 03:00 | 0 |  | 0 | 9.8382 | 1.0846 | 0.2
5309 | 2021-08-10 04:00 | 0 |  | 0 | 9.5361 | 1.3854 | 0.2
5310 | 2021-08-10 05:00 | 0 |  | 0 | 9.3367 | 1.5137 | 0.2
5311 | 2021-08-10 06:00 | 1.2 |  | 1.2 | 9.5254 | 1.2733 | 0.2 | -1.7284 | 73.0898 | 90 | 0 |  | 1.2 | 0 | 1.2953 | 0.00027766 | 0 | 1.2953 | 0 | 0 | 1.2319 | 0 | 1.2072 | 1.2072 | 139.1391 | 9.594 | 12.8034 | 12.607 | 12.5703 | 0 | 0 | 12.5698 | 134.1 | 0 | 0 | 0 | 12.5698 | 0 | 650 | 0 | 0
5312 | 2021-08-10 07:00 | 120.45 |  | 55.4 | 11.069 | 1.8113 | 0.2 | 10.4436 | 65.2584 | 79.7035 | 0 |  | 120.45 | 64.1333 | 55.5819 | 0.02787 | 64.1333 | 55.5819 | 0.024692 | 49.3969 | 52.8575 | 0 | 100.2094 | 100.2684 | 11556.36 | 16.6281 | 10832.4 | 11108.906 | 10592.165 | 0 | 0 | 10581.548 | 779.4965 | 0 | 0 | 0.58713 | 0 | 10580.961 | 778.2368 | 9724.219 | 9675.5977
5313 | 2021-08-10 08:00 | 305.2333 |  | 68.8 | 13.2816 | 1.6587 | 0.2 | 21.797 | 55.9264 | 68.2492 | 0 |  | 305.2333 | 235.9476 | 69.7708 | 0.070627 | 235.9476 | 69.7708 | 0.062572 | 215.9081 | 66.3526 | 0 | 276.6154 | 276.6665 | 31887.04 | 28.7274 | 31403.98 | 31048.473 | 29854.957 | 0 | 0 | 29769.412 | 770.7471 | 0 | 0 | 0 | 0 | 29769.412 | 770.7471 | 28871.543 | 28727.1855
5314 | 2021-08-10 09:00 | 471.2667 |  | 84.0333 | 15.5156 | 2.5733 | 0.2 | 31.8057 | 44.2107 | 58.1063 | 0 |  | 471.2667 | 388.1782 | 85.5252 | 0.10904 | 388.1782 | 85.5252 | 0.096609 | 370.8506 | 81.3365 | 0 | 443.1434 | 443.1456 | 51074.418 | 39.2473 | 50950.31 | 48786.56 | 46792.66 | 0 | 0 | 46572.273 | 752.0127 | 0 | 0 | 0 | 0 | 46572.273 | 752.0127 | 45366.426 | 45139.5938
5315 | 2021-08-10 10:00 | 611.05 |  | 84.2833 | 17.4965 | 1.9663 | 0.2 | 39.6293 | 29.1935 | 50.0998 | 0 |  | 611.05 | 529.6182 | 85.7405 | 0.14139 | 529.6182 | 85.7405 | 0.12526 | 514.8046 | 81.5418 | 0 | 584.4195 | 584.3453 | 67347.805 | 49.6663 | 67514.75 | 62529.773 | 60447.52 | 0 | 0 | 60054.895 | 725.4065 | 0 | 0 | 0 | 0 | 60054.895 | 725.4065 | 58545.297 | 58252.5703
5316 | 2021-08-10 11:00 | 682.95 |  | 87.7667 | 19.0915 | 2.0346 | 0.2 | 44.115 | 10.6843 | 45.3874 | 0 |  | 682.95 | 599.962 | 89.3219 | 0.15803 | 599.962 | 89.3219 | 0.14 | 587.2089 | 84.9485 | 0 | 658.7142 | 658.5833 | 75902.98 | 55.2357 | 76191.72 | 69264.86 | 66874.79 | 0 | 0 | 66369.28 | 709.3209 | 0 | 0 | 0 | 0 | 66369.28 | 709.3209 | 64667.312 | 64343.9766
5317 | 2021-08-10 12:00 | 674.3 |  | 100.8167 | 20.2329 | 2.4354 | 0.2 | 44.26 | 350.4712 | 45.039 | 0 |  | 674.3 | 579.6865 | 102.5954 | 0.15602 | 579.6865 | 102.5954 | 0.13823 | 567.5854 | 97.5729 | 0 | 651.8551 | 651.5543 | 75094.086 | 55.3451 | 75370.77 | 68483.63 | 65616.39 | 0 | 0 | 65132.355 | 710.1664 | 0 | 0 | 0 | 0 | 65132.355 | 710.1664 | 63475.516 | 63158.1367
5318 | 2021-08-10 13:00 | 613.0333 |  | 92.7833 | 20.8788 | 2.6571 | 0.2 | 40.0262 | 331.7733 | 49.177 | 0 |  | 613.0333 | 527.6916 | 95.0484 | 0.14185 | 527.6916 | 95.0484 | 0.12567 | 513.63 | 90.3974 | 0 | 591.9469 | 591.6466 | 68190.125 | 52.4427 | 68366.77 | 62707.848 | 59679.344 | 0 | 0 | 59288.586 | 722.761 | 0 | 0 | 0 | 0 | 59288.586 | 722.761 | 57795.71 | 57506.7305
5319 | 2021-08-10 14:00 | 490.5 |  | 79.3333 | 21.0067 | 3.5838 | 0.2 | 32.3781 | 316.5203 | 56.8294 | 0 |  | 490.5 | 419.1728 | 81.4938 | 0.11349 | 419.1728 | 81.4938 | 0.10055 | 401.7409 | 77.507 | 0 | 469.663 | 469.5272 | 54114.3 | 45.0213 | 54046.555 | 50770.664 | 48459.176 | 0 | 0 | 48207.316 | 735.2097 | 0 | 0 | 0 | 0 | 48207.316 | 735.2097 | 46963.547 | 46728.7305
5320 | 2021-08-10 15:00 | 328.8 |  | 74.55 | 20.4965 | 3.5 | 0.2 | 22.4795 | 304.6121 | 66.7772 | 0 |  | 328.8 | 261.6634 | 76.6556 | 0.07608 | 261.6634 | 76.6556 | 0.067403 | 241.4985 | 72.907 | 0 | 308.1174 | 307.8247 | 35479.004 | 36.3008 | 35061.887 | 33834.562 | 31911.408 | 0 | 0 | 31805.432 | 751.7632 | 0 | 0 | 0 | 0 | 31805.432 | 751.7632 | 30890.422 | 30735.9707
5321 | 2021-08-10 16:00 | 138.75 |  | 60.8667 | 19.3611 | 3.7725 | 0.2 | 11.1938 | 295.1445 | 78.1228 | 0 |  | 138.75 | 82.4225 | 62.309 | 0.032105 | 82.4225 | 62.309 | 0.028443 | 66.4838 | 59.2628 | 0 | 123.2317 | 123.0872 | 14186.38 | 25.6028 | 13478.366 | 13439.287 | 12299.997 | 0 | 0 | 12283.827 | 763.1831 | 0 | 0 | 0 | 0 | 12283.827 | 763.1831 | 11483.99 | 11426.5703
5322 | 2021-08-10 17:00 | 2.1833 |  | 2.1833 | 18.005 | 4.1312 | 0.2 | -0.93605 | 287.2225 | 88.5952 | 0 |  | 2.1833 | 0 | 2.2761 | 0.00050519 | 0 | 2.2761 | 0 | 0 | 2.1645 | 0 | 2.1212 | 2.1217 | 244.5258 | 18.1108 | 39.4531 | 39.1821 | 39.0306 | 0 | 0 | 39.029 | 231.8635 | 0 | 0 | 0 | 39.029 | 0 | 650 | 0 | 0
5323 | 2021-08-10 18:00 | 0 |  | 0 | 17.2042 | 5.0717 | 0.2
5324 | 2021-08-10 19:00 | 0 |  | 0 | 16.506 | 4.7921 | 0.2
5325 | 2021-08-10 20:00 | 0 |  | 0 | 15.8174 | 4.205 | 0.2
5326 | 2021-08-10 21:00 | 0 |  | 0 | 15.1708 | 3.6533 | 0.2
5327 | 2021-08-10 22:00 | 0 |  | 0 | 14.4225 | 3.4258 | 0.2
5328 | 2021-08-10 23:00 | 0 |  | 0 | 13.6645 | 3.4967 | 0.2
5329 | 2021-08-11 | 0 |  | 0 | 12.962 | 4.0483 | 0.2
5330 | 2021-08-11 01:00 | 0 |  | 0 | 12.2474 | 3.9967 | 0.2
5331 | 2021-08-11 02:00 | 0 |  | 0 | 11.5705 | 4.9175 | 0.2
5332 | 2021-08-11 03:00 | 0 |  | 0 | 11.152 | 5.5829 | 0.2
5333 | 2021-08-11 04:00 | 0 |  | 0 | 10.7918 | 5.7817 | 0.2
5334 | 2021-08-11 05:00 | 0 |  | 0 | 10.5501 | 4.2954 | 0.2
5335 | 2021-08-11 06:00 | 1.3 |  | 1.3 | 10.7082 | 4.1017 | 0.2 | -1.5459 | 73.3251 | 90 | 0 |  | 1.3 | 0 | 1.4008 | 0.0003008 | 0 | 1.4008 | 0 | 0 | 1.3322 | 0 | 1.3056 | 1.3056 | 150.4706 | 10.7734 | 14.9742 | 14.7623 | 14.7152 | 0 | 0 | 14.7146 | 144.0552 | 0 | 0 | 0 | 14.7146 | 0 | 650 | 0 | 0
5336 | 2021-08-11 07:00 | 112.65 |  | 58.4 | 12.1188 | 3.6775 | 0.2 | 10.6446 | 65.4821 | 79.5061 | 0 |  | 112.65 | 53.4822 | 58.5784 | 0.026066 | 53.4822 | 58.5784 | 0.023093 | 41.4717 | 55.7071 | 0 | 95.2352 | 95.2255 | 10974.838 | 16.9685 | 10250.612 | 10503.104 | 9986.051 | 0 | 0 | 9976.63 | 779.4553 | 0 | 0 | 1.0155 | 0 | 9975.615 | 778.3724 | 9111.656 | 9066.0977
5337 | 2021-08-11 08:00 | 286.4667 |  | 99.8 | 14.1489 | 3.6242 | 0.2 | 22.0222 | 56.1369 | 68.0276 | 0 |  | 286.4667 | 186.2588 | 100.886 | 0.066284 | 186.2588 | 100.886 | 0.058725 | 170.6806 | 95.9434 | 0 | 261.2915 | 261.2876 | 30114.01 | 27.4883 | 29600.465 | 29376.86 | 28337.146 | 0 | 0 | 28260.34 | 773.2928 | 0 | 0 | 0 | 0 | 28260.34 | 773.2928 | 27374.55 | 27237.6797
5338 | 2021-08-11 09:00 | 444.8667 |  | 125.7333 | 16.1244 | 3.8225 | 0.2 | 32.0598 | 44.3948 | 57.8556 | 0 |  | 444.8667 | 319.8747 | 127.4324 | 0.10294 | 319.8747 | 127.4324 | 0.091197 | 305.8071 | 121.191 | 0 | 418.4581 | 418.4403 | 48227.234 | 37.2949 | 48048.53 | 46288.09 | 44474.926 | 0 | 0 | 44280.047 | 757.686 | 0 | 0 | 0 | 0 | 44280.047 | 757.686 | 43127.863 | 42912.2266
5339 | 2021-08-11 10:00 | 575.5666 |  | 135.3667 | 17.9212 | 4.1483 | 0.2 | 39.9119 | 29.3182 | 49.8199 | 0 |  | 575.5666 | 442.5346 | 137.5377 | 0.13318 | 442.5346 | 137.5377 | 0.11799 | 430.357 | 130.8031 | 0 | 549.9369 | 549.8201 | 63366.445 | 45.3294 | 63467.87 | 59617.297 | 56869.63 | 0 | 0 | 56530.4 | 739.6956 | 0 | 0 | 0 | 0 | 56530.4 | 739.6956 | 55098.242 | 54822.75
5340 | 2021-08-11 11:00 | 646.0833 |  | 143.8833 | 19.4377 | 4.2483 | 0.2 | 44.4133 | 10.7006 | 45.0901 | 0 |  | 646.0833 | 506.1768 | 146.4459 | 0.14949 | 506.1768 | 146.4459 | 0.13245 | 495.6055 | 139.2767 | 0 | 622.1846 | 622.1006 | 71697.73 | 50.3083 | 71930.195 | 66481.25 | 64381.56 | 0 | 0 | 63928.95 | 721.8658 | 0 | 0 | 0 | 0 | 63928.95 | 721.8658 | 62315.527 | 62003.9492
5341 | 2021-08-11 12:00 | 644.1167 |  | 150.4833 | 20.5201 | 4.6329 | 0.2 | 44.5472 | 350.3559 | 44.7512 | 0 |  | 644.1167 | 498.9139 | 153.3519 | 0.14904 | 498.9139 | 153.3519 | 0.13204 | 488.6753 | 145.8461 | 0 | 621.831 | 621.6811 | 71651.016 | 50.8347 | 71880.95 | 66307.96 | 63400.504 | 0 | 0 | 62960.43 | 722.9297 | 0 | 0 | 0 | 0 | 62960.43 | 722.9297 | 61381.594 | 61074.6875
5342 | 2021-08-11 13:00 | 585.1333 |  | 132.8833 | 21.1335 | 5.0767 | 0.2 | 40.2779 | 331.5621 | 48.9249 | 0 |  | 585.1333 | 458.6549 | 135.7345 | 0.13539 | 458.6549 | 135.7345 | 0.11995 | 446.6105 | 129.0925 | 0 | 564.189 | 563.9287 | 64995.855 | 48.0824 | 65122.477 | 60611.684 | 57962.523 | 0 | 0 | 57604.363 | 731.7683 | 0 | 0 | 0 | 0 | 57604.363 | 731.7683 | 56148.46 | 55867.7188
5343 | 2021-08-11 14:00 | 472.6833 |  | 104.8667 | 21.2756 | 4.2938 | 0.2 | 32.5868 | 316.2663 | 56.6214 | 0 |  | 472.6833 | 374.9084 | 107.4314 | 0.10937 | 374.9084 | 107.4314 | 0.096899 | 359.5067 | 102.1758 | 0 | 452.4488 | 452.1155 | 52107.508 | 43.6647 | 52002.387 | 49074.57 | 47035.23 | 0 | 0 | 46802.348 | 739.935 | 0 | 0 | 0 | 0 | 46802.348 | 739.935 | 45591.15 | 45363.1914
5344 | 2021-08-11 15:00 | 323.7167 |  | 84.1833 | 20.8306 | 4.0692 | 0.2 | 22.65 | 304.3457 | 66.6083 | 0 |  | 323.7167 | 246.4406 | 86.4165 | 0.074904 | 246.4406 | 86.4165 | 0.066361 | 227.6626 | 82.1901 | 0 | 303.6556 | 303.6041 | 34991.094 | 36.0197 | 34565.14 | 33388.426 | 31517.795 | 0 | 0 | 31414.707 | 752.2761 | 0 | 0 | 0 | 0 | 31414.707 | 752.2761 | 30505.834 | 30353.3047
5345 | 2021-08-11 16:00 | 137.8667 |  | 67.2167 | 19.7756 | 5.1017 | 0.2 | 11.3343 | 294.8748 | 77.9844 | 0 |  | 137.8667 | 74.701 | 68.7205 | 0.0319 | 74.701 | 68.7205 | 0.028262 | 60.462 | 65.3606 | 0 | 123.3061 | 123.3631 | 14218.023 | 25.6642 | 13509.327 | 13468.437 | 12443.565 | 0 | 0 | 12427.061 | 761.5548 | 0 | 0 | 0 | 0 | 12427.061 | 761.5548 | 11634.473 | 11576.2998
5346 | 2021-08-11 17:00 | 2.8333 |  | 2.8333 | 18.4942 | 3.7325 | 0.2 | -0.81765 | 286.9472 | 88.5421 | 0 |  | 2.8333 | 0 | 2.9295 | 0.00065559 | 0 | 2.9295 | 0 | 0 | 2.7859 | 0 | 2.7301 | 2.7306 | 314.7166 | 18.6329 | 65.1651 | 64.7519 | 64.5156 | 0 | 0 | 64.5129 | 297.6861 | 0 | 0 | 0 | 64.5129 | 0 | 650 | 0 | 0
5347 | 2021-08-11 18:00 | 0 |  | 0 | 17.741 | 3.7242 | 0.2
5348 | 2021-08-11 19:00 | 0 |  | 0 | 17.0857 | 3.5775 | 0.2
5349 | 2021-08-11 20:00 | 0 |  | 0 | 16.4304 | 3.5054 | 0.2
5350 | 2021-08-11 21:00 | 0 |  | 0 | 15.7849 | 5.1254 | 0.2
5351 | 2021-08-11 22:00 | 0 |  | 0 | 15.1825 | 5.9 | 0.2
5352 | 2021-08-11 23:00 | 0 |  | 0 | 14.4984 | 5.1496 | 0.2
5353 | 2021-08-12 | 0 |  | 0 | 13.902 | 3.3867 | 0.2
5354 | 2021-08-12 01:00 | 0 |  | 0 | 13.3176 | 2.675 | 0.2
5355 | 2021-08-12 02:00 | 0 |  | 0 | 12.7668 | 3.025 | 0.2
5356 | 2021-08-12 03:00 | 0 |  | 0 | 12.4322 | 2.5904 | 0.2
5357 | 2021-08-12 04:00 | 0 |  | 0 | 12.1466 | 2.4154 | 0.2
5358 | 2021-08-12 05:00 | 0 |  | 0 | 11.9619 | 1.9387 | 0.2
5359 | 2021-08-12 06:00 | 1.6 |  | 1.6 | 12.1561 | 2.3175 | 0.2 | -1.3593 | 73.5626 | 89.9694 | 0 |  | 1.6 | 0 | 1.7149 | 0.00037022 | 0 | 1.7149 | 0 | 0 | 1.6309 | 0 | 1.5983 | 1.5983 | 184.2041 | 12.2427 | 22.4072 | 22.1226 | 22.0614 | 0 | 0 | 22.0605 | 174.4728 | 0 | 0 | 0 | 22.0605 | 0 | 650 | 0 | 0
5360 | 2021-08-12 07:00 | 117.4 |  | 63.65 | 13.5979 | 3.25 | 0.2 | 10.8496 | 65.708 | 79.3045 | 0 |  | 117.4 | 52.9863 | 63.8166 | 0.027165 | 52.9863 | 63.8166 | 0.024067 | 41.3581 | 60.6886 | 0 | 100.0058 | 100.012 | 11526.495 | 18.7914 | 10802.154 | 11007.303 | 10483.187 | 0 | 0 | 10472.791 | 774.493 | 0 | 0 | 0.012903 | 0 | 10472.778 | 774.2238 | 9614.246 | 9566.1748
5361 | 2021-08-12 08:00 | 291.25 |  | 97.9167 | 15.5026 | 2.5742 | 0.2 | 22.2515 | 56.3496 | 67.8018 | 0 |  | 291.25 | 192.8861 | 99.0047 | 0.067391 | 192.8861 | 99.0047 | 0.059706 | 177.0026 | 94.1542 | 0 | 265.7336 | 265.7516 | 30627.625 | 29.7338 | 30122.82 | 29692.207 | 28571.133 | 0 | 0 | 28492.13 | 767.9513 | 0 | 0 | 0 | 0 | 28492.13 | 767.9513 | 27604.256 | 27466.2344
5362 | 2021-08-12 09:00 | 397.1167 |  | 187.7833 | 17.1655 | 3.69 | 0.2 | 32.3181 | 44.5807 | 57.6007 | 0 |  | 397.1167 | 209.7953 | 189.1141 | 0.091887 | 209.7953 | 189.1141 | 0.081408 | 200.7072 | 179.8508 | 0 | 372.9469 | 372.9626 | 42983.668 | 36.1493 | 42704.402 | 41282.4 | 39751.777 | 0 | 0 | 39596.164 | 758.9712 | 0 | 0 | 0 | 0 | 39596.164 | 758.9712 | 38555.473 | 38362.6953
5363 | 2021-08-12 10:00 | 502.1833 |  | 239.7167 | 18.6445 | 4.545 | 0.2 | 40.199 | 29.4434 | 49.5355 | 0 |  | 502.1833 | 263.83 | 241.6595 | 0.1162 | 263.83 | 241.6595 | 0.10295 | 256.6892 | 229.8246 | 0 | 476.7836 | 476.8029 | 54953.008 | 41.9877 | 54902.543 | 52122.996 | 50219.258 | 0 | 0 | 49964.098 | 746.9387 | 0 | 0 | 0 | 0 | 49964.098 | 746.9387 | 48679.92 | 48436.5234
5364 | 2021-08-12 11:00 | 541.1667 |  | 275.65 | 19.8095 | 4.9 | 0.2 | 44.7161 | 10.7148 | 44.7884 | 0 |  | 541.1667 | 267.5901 | 277.2514 | 0.12522 | 267.5901 | 277.2514 | 0.11094 | 262.101 | 263.6744 | 0 | 515.2599 | 515.2242 | 59382.117 | 44.6296 | 59413.07 | 55929.39 | 53142.48 | 0 | 0 | 52849.355 | 737.5494 | 0 | 0 | 0 | 0 | 52849.355 | 737.5494 | 51499.562 | 51242.0625
5365 | 2021-08-12 12:00 | 536.65 |  | 274.7833 | 20.6312 | 4.6517 | 0.2 | 44.8378 | 350.2353 | 44.46 | 0 |  | 536.65 | 264.6367 | 276.6821 | 0.12417 | 264.6367 | 276.6821 | 0.11001 | 259.2992 | 263.1348 | 0 | 511.9853 | 512.0065 | 59010.6 | 45.5766 | 59034.58 | 55399.934 | 53055.383 | 0 | 0 | 52757.137 | 733.0103 | 0 | 0 | 0 | 0 | 52757.137 | 733.0103 | 51409.42 | 51152.375
5366 | 2021-08-12 13:00 | 506.35 |  | 238.1 | 21.1323 | 4.6242 | 0.2 | 40.5317 | 331.3444 | 48.6707 | 0 |  | 506.35 | 272.011 | 241.0138 | 0.11716 | 272.011 | 241.0138 | 0.1038 | 264.9728 | 229.2165 | 0 | 484.3055 | 484.1869 | 55804.492 | 44.7518 | 55769.355 | 52468.93 | 50530.38 | 0 | 0 | 50263.25 | 735.641 | 0 | 0 | 0 | 0 | 50263.25 | 735.641 | 48972.227 | 48727.3633
5367 | 2021-08-12 14:00 | 400.3333 |  | 191.1667 | 21.2127 | 4.7983 | 0.2 | 32.7967 | 316.0059 | 56.4122 | 0 |  | 400.3333 | 213.1596 | 193.8328 | 0.092632 | 213.1596 | 193.8328 | 0.082068 | 204.5096 | 184.3467 | 0 | 381.0792 | 380.9886 | 43909.613 | 39.6513 | 43648.316 | 41720.78 | 39868.543 | 0 | 0 | 39706.043 | 750.9059 | 0 | 0 | 0 | 0 | 39706.043 | 750.9059 | 38662.71 | 38469.3984
5368 | 2021-08-12 15:00 | 250.5333 |  | 147.95 | 20.7203 | 5.0104 | 0.2 | 22.821 | 304.0737 | 66.439 | 0 |  | 250.5333 | 105.5087 | 149.4629 | 0.05797 | 105.5087 | 149.4629 | 0.051359 | 97.5597 | 142.148 | 0 | 234.9134 | 234.7468 | 27055.555 | 31.9722 | 26492.895 | 25926.645 | 24788.67 | 0 | 0 | 24726.791 | 759.5695 | 0 | 0 | 0 | 0 | 24726.791 | 759.5695 | 23872.773 | 23753.4082
5369 | 2021-08-12 16:00 | 82.9833 |  | 67.8167 | 19.7144 | 5.225 | 0.2 | 11.4749 | 294.6001 | 77.8461 | 0 |  | 82.9833 | 16.0223 | 68.3335 | 0.019201 | 16.0223 | 68.3335 | 0.017011 | 13.0115 | 64.9892 | 0 | 76.4407 | 76.4396 | 8810.03 | 23.3427 | 8094.37 | 8134.779 | 7774.5396 | 0 | 0 | 7768.3535 | 754.4647 | 0 | 0 | 0 | 0 | 7768.3535 | 754.4647 | 6935.888 | 6901.209
5370 | 2021-08-12 17:00 | 0.93333 |  | 0.93333 | 18.6009 | 4.9421 | 0.2 | -0.69923 | 286.6673 | 88.4892 | 0 |  | 0.93333 | 0 | 0.9852 | 0.00021596 | 0 | 0.9852 | 0 | 0 | 0.93689 | 0 | 0.91815 | 0.91825 | 105.8341 | 18.6451 | 7.4294 | 7.3824 | 7.3506 | 0 | 0 | 7.3503 | 101.5561 | 0 | 0 | 0 | 7.3503 | 0 | 650 | 0 | 0
5371 | 2021-08-12 18:00 | 0 |  | 0 | 17.8034 | 4.3033 | 0.2
5372 | 2021-08-12 19:00 | 0 |  | 0 | 17.0951 | 4.2483 | 0.2
5373 | 2021-08-12 20:00 | 0 |  | 0 | 16.375 | 4.4033 | 0.2
5374 | 2021-08-12 21:00 | 0 |  | 0 | 15.6593 | 3.4463 | 0.2
5375 | 2021-08-12 22:00 | 0 |  | 0 | 14.9739 | 2.7008 | 0.2
5376 | 2021-08-12 23:00 | 0 |  | 0 | 14.2014 | 3.1096 | 0.2
5377 | 2021-08-13 | 0 |  | 0 | 13.4396 | 3.1033 | 0.2
5378 | 2021-08-13 01:00 | 0 |  | 0 | 12.6564 | 2.6 | 0.2
5379 | 2021-08-13 02:00 | 0 |  | 0 | 11.914 | 2.9275 | 0.2
5380 | 2021-08-13 03:00 | 0 |  | 0 | 11.4535 | 1.9083 | 0.2
5381 | 2021-08-13 04:00 | 0 |  | 0 | 11.0568 | 1.2775 | 0.2
5382 | 2021-08-13 05:00 | 0 |  | 0 | 10.7896 | 1.1275 | 0.2
5383 | 2021-08-13 06:00 | 1.6167 |  | 1.6167 | 10.9311 | 0.70167 | 0.2 | -1.1686 | 73.8023 | 89.9022 | 0 |  | 1.6167 | 0 | 1.7303 | 0.00037407 | 0 | 1.7303 | 0 | 0 | 1.6455 | 0 | 1.6126 | 1.6126 | 185.8514 | 11.0252 | 22.7997 | 22.4826 | 22.4292 | 0 | 0 | 22.4283 | 175.9825 | 0 | 0 | 0 | 22.4283 | 0 | 650 | 0 | 0
5384 | 2021-08-13 07:00 | 109.9833 |  | 63.0667 | 12.2506 | 0.85875 | 0.2 | 11.0587 | 65.9361 | 79.099 | 0 |  | 109.9833 | 46.2477 | 63.2403 | 0.025449 | 46.2477 | 63.2403 | 0.022546 | 36.3304 | 60.1405 | 0 | 94.5415 | 94.5425 | 10896.042 | 17.7244 | 10171.778 | 10398.765 | 9885.379 | 0 | 0 | 9876.179 | 777.915 | 0 | 0 | -0.37851 | 0 | 9876.557 | 777.166 | 9012.066 | 8967.0068
5385 | 2021-08-13 08:00 | 280.15 |  | 112.9833 | 14.1814 | 1.5304 | 0.2 | 22.4849 | 56.5646 | 67.572 | 0 |  | 280.15 | 166.7587 | 113.7236 | 0.064823 | 166.7587 | 113.7236 | 0.05743 | 153.2414 | 108.1519 | 0 | 256.1653 | 256.1838 | 29526.25 | 28.5675 | 29002.922 | 28689.307 | 27319.168 | 0 | 0 | 27248.113 | 774.0389 | 0 | 0 | 0 | 0 | 27248.113 | 774.0389 | 26372.428 | 26240.5664
5386 | 2021-08-13 09:00 | 466.9333 |  | 113.45 | 16.1939 | 2.395 | 0.2 | 32.5808 | 44.7685 | 57.3415 | 0 |  | 466.9333 | 354.2223 | 115.0963 | 0.10804 | 354.2223 | 115.0963 | 0.09572 | 339.1116 | 109.4591 | 0 | 439.5993 | 439.6059 | 50665.363 | 39.9279 | 50533.46 | 48283.996 | 46395.51 | 0 | 0 | 46178.13 | 751.4003 | 0 | 0 | 0 | 0 | 46178.13 | 751.4003 | 44981.47 | 44756.5625
5387 | 2021-08-13 10:00 | 572.2167 |  | 154.7333 | 17.955 | 2.6983 | 0.2 | 40.4906 | 29.5692 | 49.2467 | 0 |  | 572.2167 | 419.6062 | 157.001 | 0.1324 | 419.6062 | 157.001 | 0.1173 | 408.439 | 149.313 | 0 | 546.597 | 546.5881 | 62994.383 | 47.0603 | 63089.3 | 58927.67 | 56447.887 | 0 | 0 | 56111.875 | 731.8697 | 0 | 0 | 0 | 0 | 56111.875 | 731.8697 | 54689.004 | 54415.5586
5388 | 2021-08-13 11:00 | 635.5833 |  | 171.65 | 19.3452 | 2.8742 | 0.2 | 45.023 | 10.7267 | 44.4824 | 0 |  | 635.5833 | 467.5051 | 174.3779 | 0.14707 | 467.5051 | 174.3779 | 0.13029 | 458.0885 | 165.8409 | 0 | 611.4507 | 611.4916 | 70476.47 | 51.6471 | 70690.82 | 65040.69 | 62672.305 | 0 | 0 | 62242.65 | 721.7483 | 0 | 0 | 0 | 0 | 62242.65 | 721.7483 | 60685.688 | 60382.2578
5389 | 2021-08-13 12:00 | 618.4833 |  | 202.8 | 20.2713 | 2.8154 | 0.2 | 45.1319 | 350.1094 | 44.1653 | 0 |  | 618.4833 | 420.0309 | 205.9015 | 0.14311 | 420.0309 | 205.9015 | 0.12679 | 411.7066 | 195.8226 | 0 | 595.3786 | 595.3284 | 68613.266 | 51.8036 | 68798.79 | 63260.32 | 61275.664 | 0 | 0 | 60858.42 | 716.5996 | 0 | 0 | 0 | 0 | 60858.42 | 716.5996 | 59331.367 | 59034.7109
5390 | 2021-08-13 13:00 | 542.4167 |  | 201.5833 | 20.7266 | 2.2904 | 0.2 | 40.7877 | 331.1199 | 48.4143 | 0 |  | 542.4167 | 345.5638 | 204.3565 | 0.12551 | 345.5638 | 204.3565 | 0.11119 | 336.7548 | 194.3539 | 0 | 520.4866 | 520.3776 | 59976.008 | 48.9553 | 60016.746 | 55692.742 | 53524.363 | 0 | 0 | 53212.074 | 724.5786 | 0 | 0 | 0 | 0 | 53212.074 | 724.5786 | 51854.098 | 51594.8281
5391 | 2021-08-13 14:00 | 400.5833 |  | 200.75 | 20.6762 | 2.2604 | 0.2 | 33.0076 | 315.7391 | 56.2021 | 0 |  | 400.5833 | 203.6101 | 202.5259 | 0.092689 | 203.6101 | 202.5259 | 0.082119 | 195.4488 | 192.612 | 0 | 380.2996 | 380.4139 | 43844.047 | 41.3405 | 43581.5 | 41429.14 | 39746.082 | 0 | 0 | 39580.51 | 742.7717 | 0 | 0 | 0 | 0 | 39580.51 | 742.7717 | 38540.195 | 38347.4961
5392 | 2021-08-13 15:00 | 267.4 |  | 136.1833 | 20.0785 | 2.5267 | 0.2 | 22.9923 | 303.7961 | 66.2693 | 0 |  | 267.4 | 134.917 | 137.5826 | 0.061873 | 134.917 | 137.5826 | 0.054816 | 124.8664 | 130.849 | 0 | 250.601 | 250.5317 | 28875.346 | 33.5237 | 28342.408 | 27599.326 | 26346.758 | 0 | 0 | 26276.365 | 758.4448 | 0 | 0 | 0 | 0 | 26276.365 | 758.4448 | 25411.89 | 25284.8301
5393 | 2021-08-13 16:00 | 99.6167 |  | 66.3333 | 18.9873 | 1.9404 | 0.2 | 11.6155 | 294.3205 | 77.7076 | 0 |  | 99.6167 | 35.1309 | 67.2738 | 0.02305 | 35.1309 | 67.2738 | 0.020421 | 28.6221 | 63.9828 | 0 | 90.7528 | 90.7656 | 10460.989 | 23.99 | 9740.107 | 9766.778 | 9181.642 | 0 | 0 | 9172.959 | 758.8277 | 0 | 0 | 0 | 0 | 9172.959 | 758.8277 | 8309.954 | 8268.4043
5394 | 2021-08-13 17:00 | 1.1 |  | 1.1 | 17.7916 | 1.8654 | 0.2 | -0.58081 | 286.3827 | 88.4365 | 0 |  | 1.1 | 0 | 1.1579 | 0.00025452 | 0 | 1.1579 | 0 | 0 | 1.1011 | 0 | 1.0791 | 1.0793 | 124.3871 | 17.8513 | 10.2499 | 10.1768 | 10.1408 | 0 | 0 | 10.1404 | 118.2936 | 0 | 0 | 0 | 10.1404 | 0 | 650 | 0 | 0
5395 | 2021-08-13 18:00 | 0 |  | 0 | 17.1022 | 1.1317 | 0.2
5396 | 2021-08-13 19:00 | 0 |  | 0 | 16.5034 | 0.44208 | 0.2
5397 | 2021-08-13 20:00 | 0 |  | 0 | 15.9046 | 0.06375 | 0.2
5398 | 2021-08-13 21:00 | 0 |  | 0 | 15.3107 | 0.12333 | 0.2
5399 | 2021-08-13 22:00 | 0 |  | 0 | 14.7348 | 0.40958 | 0.2
5400 | 2021-08-13 23:00 | 0 |  | 0 | 14.1105 | 0.83292 | 0.2
5401 | 2021-08-14 | 0 |  | 0 | 13.6029 | 1.615 | 0.2
5402 | 2021-08-14 01:00 | 0 |  | 0 | 13.112 | 3.0288 | 0.2
5403 | 2021-08-14 02:00 | 0 |  | 0 | 12.6494 | 3.5242 | 0.2
5404 | 2021-08-14 03:00 | 0 |  | 0 | 12.3683 | 3.4017 | 0.2
5405 | 2021-08-14 04:00 | 0 |  | 0 | 12.1283 | 3.3467 | 0.2
5406 | 2021-08-14 05:00 | 0 |  | 0 | 11.9772 | 3.95 | 0.2
5407 | 2021-08-14 06:00 | 2.5167 |  | 2.5167 | 12.2022 | 3.2083 | 0.2 | -0.97396 | 74.0441 | 89.8337 | 0 |  | 2.5167 | 0 | 2.6533 | 0.00058232 | 0 | 2.6533 | 0 | 0 | 2.5233 | 0 | 2.4729 | 2.4728 | 285.0009 | 12.3309 | 53.462 | 52.7873 | 52.6275 | 0 | 0 | 52.6253 | 269.1079 | 0 | 0 | 0 | 52.6253 | 0 | 650 | 0 | 0
5408 | 2021-08-14 07:00 | 118.2333 |  | 62.2833 | 13.6823 | 2.4137 | 0.2 | 11.2718 | 66.1664 | 78.8895 | 0 |  | 118.2333 | 55.1496 | 62.4642 | 0.027358 | 55.1496 | 62.4642 | 0.024238 | 43.5949 | 59.4024 | 0 | 100.9374 | 100.9675 | 11636.774 | 19.1288 | 10912.607 | 11108.46 | 10573.301 | 0 | 0 | 10562.683 | 774.2752 | 0 | 0 | -0.46226 | 0 | 10563.1455 | 773.8085 | 9706.094 | 9657.5635
5409 | 2021-08-14 08:00 | 285.3667 |  | 111.25 | 15.617 | 2.8458 | 0.2 | 22.7224 | 56.7817 | 67.3381 | 0 |  | 285.3667 | 173.6699 | 111.992 | 0.06603 | 173.6699 | 111.992 | 0.0585 | 159.815 | 106.505 | 0 | 260.9936 | 260.9912 | 30080.373 | 29.4216 | 29566.266 | 29171.15 | 28196.803 | 0 | 0 | 28119.492 | 767.4128 | 0 | 0 | 0 | 0 | 28119.492 | 767.4128 | 27235.012 | 27098.8359
5410 | 2021-08-14 09:00 | 423.7333 |  | 171.1 | 17.44 | 3.2579 | 0.2 | 32.8476 | 44.9582 | 57.0782 | 0 |  | 423.7333 | 253.1324 | 172.4424 | 0.098046 | 253.1324 | 172.4424 | 0.086865 | 242.5008 | 163.9958 | 0 | 398.3666 | 398.3908 | 45915.848 | 38.1206 | 45692.73 | 43899.8 | 42114.78 | 0 | 0 | 41937.895 | 755.737 | 0 | 0 | 0 | 0 | 41937.895 | 755.737 | 40841.156 | 40636.9492
5411 | 2021-08-14 10:00 | 476.8167 |  | 265.9167 | 18.8612 | 4.0175 | 0.2 | 40.7865 | 29.6956 | 48.9536 | 0 |  | 476.8167 | 211.9495 | 267.0925 | 0.11033 | 211.9495 | 267.0925 | 0.097746 | 206.4044 | 254.0109 | 0 | 451.207 | 451.1971 | 52000.24 | 41.4874 | 51893.863 | 49342.19 | 47810.62 | 0 | 0 | 47573.184 | 742.8726 | 0 | 0 | 0 | 0 | 47573.184 | 742.8726 | 46344.09 | 46112.3672
5412 | 2021-08-14 11:00 | 527.4167 |  | 300.2333 | 19.9939 | 4.9071 | 0.2 | 45.3342 | 10.7363 | 44.1723 | 0 |  | 527.4167 | 228.9075 | 301.9074 | 0.12204 | 228.9075 | 301.9074 | 0.10812 | 224.3815 | 287.1229 | 0 | 501.2743 | 501.2766 | 57773.7 | 44.1343 | 57775.418 | 54475.46 | 52659.797 | 0 | 0 | 52368.01 | 737.1776 | 0 | 0 | 0 | 0 | 52368.01 | 737.1776 | 51029.098 | 50773.9531
5413 | 2021-08-14 12:00 | 521.1834 |  | 298.15 | 20.7891 | 5.3579 | 0.2 | 45.4293 | 349.978 | 43.8673 | 0 |  | 521.1834 | 225.3394 | 300.1464 | 0.12059 | 225.3394 | 300.1464 | 0.10684 | 220.9524 | 285.4502 | 0 | 496.2746 | 496.2785 | 57197.52 | 44.2035 | 57188.508 | 53905.027 | 51486.9 | 0 | 0 | 51211.793 | 741.0817 | 0 | 0 | 0 | 0 | 51211.793 | 741.0817 | 49899.125 | 49649.6289
5414 | 2021-08-14 13:00 | 476.1167 |  | 260.5 | 21.2473 | 6.0571 | 0.2 | 41.0457 | 330.8887 | 48.1559 | 0 |  | 476.1167 | 218.5787 | 262.5205 | 0.11017 | 218.5787 | 262.5205 | 0.097603 | 213.09 | 249.6682 | 0 | 453.503 | 453.3239 | 52248.406 | 41.9654 | 52146.527 | 49500.38 | 47456.3 | 0 | 0 | 47224.598 | 745.8801 | 0 | 0 | 0 | 0 | 47224.598 | 745.8801 | 46003.586 | 45773.5703
5415 | 2021-08-14 14:00 | 418.5167 |  | 194 | 21.3982 | 6.3783 | 0.2 | 33.2195 | 315.4661 | 55.991 | 0 |  | 418.5167 | 228.7173 | 196.6806 | 0.096839 | 228.7173 | 196.6806 | 0.085795 | 219.6624 | 187.055 | 0 | 398.583 | 398.5551 | 45933.145 | 39.349 | 45710.49 | 43736.996 | 42009.652 | 0 | 0 | 41827.418 | 749.197 | 0 | 0 | 0 | 0 | 41827.418 | 749.197 | 40733.312 | 40529.6445
5416 | 2021-08-14 15:00 | 285.4333 |  | 127.6667 | 21.0407 | 5.4317 | 0.2 | 23.164 | 303.5131 | 66.0993 | 0 |  | 285.4333 | 162.166 | 129.7987 | 0.066045 | 162.166 | 129.7987 | 0.058513 | 150.2208 | 123.4479 | 0 | 268.1954 | 268.0335 | 30891.861 | 33.6441 | 30393 | 29586.36 | 28091.299 | 0 | 0 | 28011.9 | 760.7313 | 0 | 0 | 0 | 0 | 28011.9 | 760.7313 | 27128.441 | 26992.7988
5417 | 2021-08-14 16:00 | 96.3667 |  | 76.7833 | 20.0713 | 4.9179 | 0.2 | 11.7563 | 294.036 | 77.5692 | 0 |  | 96.3667 | 20.653 | 77.3999 | 0.022298 | 20.653 | 77.3999 | 0.019755 | 16.8799 | 73.6121 | 0 | 88.6821 | 88.6179 | 10213.479 | 24.3369 | 9491.129 | 9509.311 | 9024.1455 | 0 | 0 | 9015.887 | 759.3179 | 0 | 0 | 0 | 0 | 9015.887 | 759.3179 | 8154.472 | 8113.7002
5418 | 2021-08-14 17:00 | 1.15 |  | 1.15 | 18.9376 | 4.2017 | 0.2 | -0.46242 | 286.0938 | 88.3839 | 0 |  | 1.15 | 0 | 1.2087 | 0.00026609 | 0 | 1.2087 | 0 | 0 | 1.1494 | 0 | 1.1264 | 1.1264 | 129.8158 | 18.9936 | 11.1587 | 11.0917 | 11.0555 | 0 | 0 | 11.055 | 123.5693 | 0 | 0 | 0 | 11.055 | 0 | 650 | 0 | 0
5419 | 2021-08-14 18:00 | 0 |  | 0 | 18.1488 | 4.3533 | 0.2
5420 | 2021-08-14 19:00 | 0 |  | 0 | 17.4234 | 3.26 | 0.2
5421 | 2021-08-14 20:00 | 0 |  | 0 | 16.6981 | 2.2325 | 0.2
5422 | 2021-08-14 21:00 | 0 |  | 0 | 15.984 | 1.4671 | 0.2
5423 | 2021-08-14 22:00 | 0 |  | 0 | 15.3202 | 1.0904 | 0.2
5424 | 2021-08-14 23:00 | 0 |  | 0 | 14.5487 | 0.70333 | 0.2
5425 | 2021-08-15 | 0 |  | 0 | 13.7807 | 0.4 | 0.2
5426 | 2021-08-15 01:00 | 0 |  | 0 | 12.9985 | 0.75708 | 0.2
5427 | 2021-08-15 02:00 | 0 |  | 0 | 12.2591 | 1.5562 | 0.2
5428 | 2021-08-15 03:00 | 0 |  | 0 | 11.8048 | 2.0742 | 0.2
5429 | 2021-08-15 04:00 | 0 |  | 0 | 11.4149 | 1.9 | 0.2
5430 | 2021-08-15 05:00 | 0 |  | 0 | 11.1588 | 2.1846 | 0.2
5431 | 2021-08-15 06:00 | 2.3833 |  | 2.3833 | 11.3292 | 2.3525 | 0.2 | -0.77536 | 74.2879 | 89.7513 | 0 |  | 2.3833 | 0 | 2.5149 | 0.00055147 | 0 | 2.5149 | 0 | 0 | 2.3917 | 0 | 2.3439 | 2.3438 | 270.1295 | 11.456 | 48.0204 | 47.3726 | 47.2611 | 0 | 0 | 47.2591 | 254.7557 | 0 | 0 | 0 | 47.2591 | 0 | 650 | 0 | 0
5432 | 2021-08-15 07:00 | 109.3 |  | 67.9667 | 12.6471 | 1.7404 | 0.2 | 11.4887 | 66.3988 | 78.6762 | 0 |  | 109.3 | 40.7402 | 67.929 | 0.02529 | 40.7402 | 67.929 | 0.022406 | 32.4011 | 64.5997 | 0 | 95.0608 | 95.0704 | 10956.83 | 17.935 | 10232.253 | 10453.997 | 10056.258 | 0 | 0 | 10046.667 | 773.9059 | 0 | 0 | 0 | 0 | 10046.667 | 773.9059 | 9183.201 | 9137.2852
5433 | 2021-08-15 08:00 | 258.05 |  | 141.4833 | 14.4484 | 1.75 | 0.2 | 22.9637 | 57.0009 | 67.1004 | 0 |  | 258.05 | 116.2531 | 141.7355 | 0.059709 | 116.2531 | 141.7355 | 0.0529 | 107.127 | 134.7912 | 0 | 237.0799 | 237.0964 | 27326.262 | 27.6303 | 26766.863 | 26552.32 | 25613.25 | 0 | 0 | 25550.387 | 769.5332 | 0 | 0 | 0 | 0 | 25550.387 | 769.5332 | 24695.254 | 24571.7773
5434 | 2021-08-15 09:00 | 437.0833 |  | 160.9667 | 16.3693 | 1.7829 | 0.2 | 33.1185 | 45.1497 | 56.8108 | 0 |  | 437.0833 | 276.6304 | 162.3014 | 0.10113 | 276.6304 | 162.3014 | 0.089601 | 265.1938 | 154.3514 | 0 | 411.1543 | 411.1472 | 47385.477 | 39.1937 | 47190.594 | 45191.71 | 43620.168 | 0 | 0 | 43429.05 | 751.0251 | 0 | 0 | 0 | 0 | 43429.05 | 751.0251 | 42296.94 | 42085.457
5435 | 2021-08-15 10:00 | 581.9 |  | 155.5 | 18.2102 | 2.7683 | 0.2 | 41.0867 | 29.8226 | 48.6563 | 0 |  | 581.9 | 428.4755 | 157.7714 | 0.13464 | 428.4755 | 157.7714 | 0.11929 | 417.4586 | 150.0457 | 0 | 556.1542 | 556.1801 | 64100.473 | 47.7321 | 64214.355 | 59850.887 | 58132.426 | 0 | 0 | 57768.67 | 727.6677 | 0 | 0 | 0 | 0 | 57768.67 | 727.6677 | 56309.15 | 56027.6016
5436 | 2021-08-15 11:00 | 597.0833 |  | 234.1667 | 19.5511 | 3.2338 | 0.2 | 45.6495 | 10.7438 | 43.858 | 0 |  | 597.0833 | 365.631 | 236.6322 | 0.13816 | 365.631 | 236.6322 | 0.1224 | 358.5365 | 225.0458 | 0 | 571.9106 | 571.8829 | 65913.04 | 49.2705 | 66056.445 | 61251.844 | 58692.82 | 0 | 0 | 58320.734 | 725.2462 | 0 | 0 | 0 | 0 | 58320.734 | 725.2462 | 56849.066 | 56564.8203
5437 | 2021-08-15 12:00 | 590.5167 |  | 245.7833 | 20.4798 | 3.7708 | 0.2 | 45.7299 | 349.8412 | 43.566 | 0 |  | 590.5167 | 348.2567 | 248.6071 | 0.13664 | 348.2567 | 248.6071 | 0.12105 | 341.5979 | 236.4363 | 0 | 566.4735 | 566.3995 | 65279.207 | 49.2037 | 65412.094 | 60667.406 | 58437.746 | 0 | 0 | 58068.4 | 724.1747 | 0 | 0 | 0 | 0 | 58068.4 | 724.1747 | 56602.277 | 56319.2695
5438 | 2021-08-15 13:00 | 582.7667 |  | 153 | 21.1071 | 4.2812 | 0.2 | 41.3056 | 330.6507 | 47.8956 | 0 |  | 582.7667 | 435.61 | 156.0257 | 0.13484 | 435.61 | 156.0257 | 0.11947 | 424.8361 | 148.3902 | 0 | 561.7618 | 561.6844 | 64736.355 | 48.9379 | 64858.633 | 60192.777 | 57311.89 | 0 | 0 | 56959.086 | 730.6359 | 0 | 0 | 0 | 0 | 56959.086 | 730.6359 | 55517.434 | 55239.8477
5439 | 2021-08-15 14:00 | 469.3667 |  | 132.4333 | 21.2723 | 5.1217 | 0.2 | 33.4322 | 315.1868 | 55.7792 | 0 |  | 469.3667 | 343.1735 | 135.2769 | 0.1086 | 343.1735 | 135.2769 | 0.096219 | 329.7547 | 128.6581 | 0 | 449.2445 | 449.2396 | 51776.453 | 42.6965 | 51665.04 | 48908.46 | 46693.492 | 0 | 0 | 46466.195 | 744.0192 | 0 | 0 | 0 | 0 | 46466.195 | 744.0192 | 45262.816 | 45036.5039
5440 | 2021-08-15 15:00 | 299.0167 |  | 116.5333 | 20.8182 | 5.1113 | 0.2 | 23.336 | 303.2246 | 65.9292 | 0 |  | 299.0167 | 187.5148 | 118.5793 | 0.069188 | 187.5148 | 118.5793 | 0.061298 | 173.8569 | 112.7777 | 0 | 280.9019 | 280.8688 | 32371.13 | 34.2191 | 31898.105 | 30993.121 | 29525.158 | 0 | 0 | 29436.012 | 757.2664 | 0 | 0 | 0 | 0 | 29436.012 | 757.2664 | 28540.504 | 28397.8027
5441 | 2021-08-15 16:00 | 132.0667 |  | 64.8667 | 19.8185 | 5.6192 | 0.2 | 11.897 | 293.7468 | 77.4309 | 0 |  | 132.0667 | 70.8117 | 66.3323 | 0.030558 | 70.8117 | 66.3323 | 0.027073 | 58.0537 | 63.089 | 0 | 118.7198 | 118.864 | 13699.602 | 25.3603 | 12987.579 | 12962.985 | 12040.772 | 0 | 0 | 12025.525 | 763.8216 | 0 | 0 | 0 | 0 | 12025.525 | 763.8216 | 11213.582 | 11157.5137
5442 | 2021-08-15 17:00 | 2.9167 |  | 2.9167 | 18.5958 | 6.2604 | 0.2 | -0.34409 | 285.8005 | 88.3315 | 0 |  | 2.9167 | 0 | 3.005 | 0.00067488 | 0 | 3.005 | 0 | 0 | 2.8577 | 0 | 2.8005 | 2.8005 | 322.7643 | 18.7226 | 68.49 | 68.0618 | 67.8412 | 0 | 0 | 67.8384 | 305.236 | 0 | 0 | 0 | 67.8384 | 0 | 650 | 0 | 0
5443 | 2021-08-15 18:00 | 0 |  | 0 | 17.7605 | 6.1025 | 0.2
5444 | 2021-08-15 19:00 | 0 |  | 0 | 16.9985 | 5.6937 | 0.2
5445 | 2021-08-15 20:00 | 0 |  | 0 | 16.2365 | 4.6583 | 0.2
5446 | 2021-08-15 21:00 | 0 |  | 0 | 15.4794 | 3.7946 | 0.2
5447 | 2021-08-15 22:00 | 0 |  | 0 | 14.7386 | 2.9075 | 0.2
5448 | 2021-08-15 23:00 | 0 |  | 0 | 13.9306 | 2.0679 | 0.2
5449 | 2021-08-16 | 0 |  | 0 | 13.1949 | 1.7242 | 0.2
5450 | 2021-08-16 01:00 | 0 |  | 0 | 12.4525 | 2.2917 | 0.2
5451 | 2021-08-16 02:00 | 0 |  | 0 | 11.7495 | 3.3708 | 0.2
5452 | 2021-08-16 03:00 | 0 |  | 0 | 11.3152 | 3.155 | 0.2
5453 | 2021-08-16 04:00 | 0 |  | 0 | 10.9416 | 2.5033 | 0.2
5454 | 2021-08-16 05:00 | 0 |  | 0 | 10.6947 | 2.3758 | 0.2
5455 | 2021-08-16 06:00 | 2.4667 |  | 2.4667 | 10.9059 | 2.2017 | 0.2 | -0.57292 | 74.5337 | 89.6446 | 0 |  | 2.4667 | 0 | 2.5957 | 0.00057075 | 0 | 2.5957 | 0 | 0 | 2.4685 | 0 | 2.4192 | 2.4192 | 278.8175 | 11.0377 | 51.1646 | 50.4545 | 50.3165 | 0 | 0 | 50.3143 | 263.338 | 0 | 0 | 0 | 50.3143 | 0 | 650 | 0 | 0
5456 | 2021-08-16 07:00 | 133.6333 |  | 60.9 | 12.5364 | 2.0017 | 0.2 | 11.7094 | 66.6334 | 78.4592 | 0 |  | 133.6333 | 71.6868 | 61.0934 | 0.030921 | 71.6868 | 61.0934 | 0.027395 | 57.352 | 58.0988 | 0 | 113.1418 | 113.1554 | 13041.389 | 18.7559 | 12320.462 | 12554.003 | 11922.971 | 0 | 0 | 11909.6045 | 778.4219 | 0 | 0 | 0 | 0 | 11909.6045 | 778.4219 | 11092.632 | 11037.1689
5457 | 2021-08-16 08:00 | 317.1167 |  | 89.8 | 14.7328 | 1.8983 | 0.2 | 23.2089 | 57.2224 | 66.8589 | 0 |  | 317.1167 | 226.6776 | 90.8798 | 0.073376 | 226.6776 | 90.8798 | 0.065008 | 209.1704 | 86.4273 | 0 | 289.6857 | 289.7235 | 33391.496 | 30.7322 | 32934.723 | 32366.863 | 31281.332 | 0 | 0 | 31185.469 | 764.7756 | 0 | 0 | 0 | 0 | 31185.469 | 764.7756 | 30279.512 | 30128.1152
5458 | 2021-08-16 09:00 | 497.8167 |  | 89.1 | 16.8133 | 2.25 | 0.2 | 33.3934 | 45.3431 | 56.5395 | 0 |  | 497.8167 | 409.4306 | 90.6212 | 0.11519 | 409.4306 | 90.6212 | 0.10205 | 392.7721 | 86.1828 | 0 | 469.3758 | 469.373 | 54096.58 | 42.3221 | 54029.95 | 51237.125 | 49414.508 | 0 | 0 | 49161.887 | 742.1276 | 0 | 0 | 0 | 0 | 49161.887 | 742.1276 | 47896.117 | 47656.6367
5459 | 2021-08-16 10:00 | 620.5333 |  | 111.1333 | 18.7137 | 1.9017 | 0.2 | 41.391 | 29.9503 | 48.3548 | 0 |  | 620.5333 | 511.8243 | 113.0589 | 0.14358 | 511.8243 | 113.0589 | 0.12721 | 498.8943 | 107.5228 | 0 | 594.2887 | 594.2666 | 68491.12 | 51.526 | 68676.68 | 63219.63 | 61349.348 | 0 | 0 | 60934.83 | 716.0702 | 0 | 0 | 0 | 0 | 60934.83 | 716.0702 | 59406.117 | 59109.0859
5460 | 2021-08-16 11:00 | 676.6167 |  | 136.5167 | 20.2569 | 2.0587 | 0.2 | 45.9687 | 10.749 | 43.5398 | 0 |  | 676.6167 | 544.0806 | 138.8259 | 0.15656 | 544.0806 | 138.8259 | 0.13871 | 533.7234 | 132.0291 | 0 | 652.4375 | 652.3343 | 75183.086 | 56.0188 | 75463.08 | 68423.66 | 65961.84 | 0 | 0 | 65468.574 | 706.6633 | 0 | 0 | 0 | 0 | 65468.574 | 706.6633 | 63799.52 | 63480.5234
5461 | 2021-08-16 12:00 | 669.2333 |  | 151.9333 | 21.3037 | 2.67 | 0.2 | 46.0335 | 349.6987 | 43.2616 | 0 |  | 669.2333 | 522.5256 | 154.8078 | 0.15485 | 522.5256 | 154.8078 | 0.13719 | 512.7156 | 147.2307 | 0 | 646.7474 | 646.7847 | 74544.73 | 55.7888 | 74813.48 | 67869.4 | 64927.855 | 0 | 0 | 64451.805 | 711.2309 | 0 | 0 | 0 | 0 | 64451.805 | 711.2309 | 62819.58 | 62505.4805
5462 | 2021-08-16 13:00 | 598.8333 |  | 150.3667 | 21.8577 | 3.2079 | 0.2 | 41.5673 | 330.406 | 47.6336 | 0 |  | 598.8333 | 454.501 | 153.3722 | 0.13856 | 454.501 | 153.3722 | 0.12276 | 443.4305 | 145.8666 | 0 | 577.5112 | 577.3855 | 66544.71 | 51.8983 | 66696.61 | 61295.348 | 59015.85 | 0 | 0 | 58629.023 | 715.0931 | 0 | 0 | 0 | 0 | 58629.023 | 715.0931 | 57150.59 | 56864.8359
5463 | 2021-08-16 14:00 | 470.2333 |  | 136.2333 | 21.9062 | 3.6742 | 0.2 | 33.6457 | 314.9012 | 55.5665 | 0 |  | 470.2333 | 340.1229 | 139.105 | 0.10881 | 340.1229 | 139.105 | 0.096397 | 326.9877 | 132.2987 | 0 | 450.1006 | 449.8283 | 51844.91 | 44.8189 | 51734.938 | 48641.152 | 46368.426 | 0 | 0 | 46135.51 | 728.431 | 0 | 0 | 0 | 0 | 46135.51 | 728.431 | 44939.844 | 44715.1445
5464 | 2021-08-16 15:00 | 315.0167 |  | 106.1 | 21.3215 | 3.3308 | 0.2 | 23.5082 | 302.9307 | 65.7589 | 0 |  | 315.0167 | 214.6121 | 108.523 | 0.07289 | 214.6121 | 108.523 | 0.064578 | 199.1548 | 103.2143 | 0 | 296.3217 | 296.2378 | 34141.625 | 36.6484 | 33699.96 | 32492.342 | 30725.764 | 0 | 0 | 30627.213 | 748.941 | 0 | 0 | 0 | 0 | 30627.213 | 748.941 | 29724.07 | 29575.4492
5465 | 2021-08-16 16:00 | 131.8833 |  | 65.0833 | 20.1694 | 2.5654 | 0.2 | 12.0376 | 293.4529 | 77.2927 | 0 |  | 131.8833 | 70.333 | 66.5471 | 0.030516 | 70.333 | 66.5471 | 0.027036 | 57.8346 | 63.2932 | 0 | 118.7053 | 118.5837 | 13667.061 | 26.5222 | 12953.947 | 12883.251 | 11980.692 | 0 | 0 | 11965.673 | 761.3691 | 0 | 0 | 0 | 0 | 11965.673 | 761.3691 | 11151.102 | 11095.3457
5466 | 2021-08-16 17:00 | 2.35 |  | 2.35 | 18.8292 | 2.6008 | 0.2 | -0.22582 | 285.5029 | 88.2793 | 0 |  | 2.35 | 0 | 2.4343 | 0.00054376 | 0 | 2.4343 | 0 | 0 | 2.3149 | 0 | 2.2686 | 2.2688 | 261.4836 | 18.9505 | 45.0422 | 44.7702 | 44.6342 | 0 | 0 | 44.6323 | 247.8331 | 0 | 0 | 0 | 44.6323 | 0 | 650 | 0 | 0
5467 | 2021-08-16 18:00 | 0 |  | 0 | 18.0267 | 2.2646 | 0.2
5468 | 2021-08-16 19:00 | 0 |  | 0 | 17.3229 | 2.1275 | 0.2
5469 | 2021-08-16 20:00 | 0 |  | 0 | 16.619 | 1.75 | 0.2
5470 | 2021-08-16 21:00 | 0 |  | 0 | 15.9261 | 2.0742 | 0.2
5471 | 2021-08-16 22:00 | 0 |  | 0 | 15.2814 | 1.8517 | 0.2
5472 | 2021-08-16 23:00 | 0 |  | 0 | 14.5458 | 1.9087 | 0.2
5473 | 2021-08-17 | 0 |  | 0 | 13.8951 | 2.6079 | 0.2
5474 | 2021-08-17 01:00 | 0 |  | 0 | 13.2449 | 3.0071 | 0.2
5475 | 2021-08-17 02:00 | 0 |  | 0 | 12.6297 | 4.015 | 0.2
5476 | 2021-08-17 03:00 | 0 |  | 0 | 12.2504 | 5.0717 | 0.2
5477 | 2021-08-17 04:00 | 0 |  | 0 | 11.9244 | 4.7679 | 0.2
5478 | 2021-08-17 05:00 | 0 |  | 0 | 11.7116 | 4.0067 | 0.2
5479 | 2021-08-17 06:00 | 2.6167 |  | 2.6167 | 11.9364 | 3.2067 | 0.2 | -0.3667 | 74.7815 | 89.5359 | 0 |  | 2.6167 | 0 | 2.7434 | 0.00060546 | 0 | 2.7434 | 0 | 0 | 2.609 | 0 | 2.5568 | 2.5568 | 294.6715 | 12.0695 | 57.1021 | 56.3663 | 56.224 | 0 | 0 | 56.2216 | 278.3629 | 0 | 0 | 0 | 56.2216 | 0 | 650 | 0 | 0
5480 | 2021-08-17 07:00 | 130.6 |  | 62.75 | 13.544 | 2.5033 | 0.2 | 11.9338 | 66.8701 | 78.2385 | 0 |  | 130.6 | 66.8713 | 62.9434 | 0.030219 | 66.8713 | 62.9434 | 0.026773 | 53.8087 | 59.8582 | 0 | 111.3935 | 111.356 | 12833.962 | 19.5264 | 12112.117 | 12314.367 | 11670.586 | 0 | 0 | 11657.352 | 763.8682 | 0 | 0 | 0 | 0 | 11657.352 | 763.8682 | 10830.3 | 10776.1484
5481 | 2021-08-17 08:00 | 304.6167 |  | 109.1 | 15.6107 | 2.4604 | 0.2 | 23.4579 | 57.4459 | 66.6137 | 0 |  | 304.6167 | 194.9435 | 109.8459 | 0.070484 | 194.9435 | 109.8459 | 0.062446 | 180.1329 | 104.4641 | 0 | 278.905 | 278.9258 | 32146.04 | 30.6249 | 31667.355 | 31130.613 | 30038.791 | 0 | 0 | 29951.137 | 764.3229 | 0 | 0 | 0 | 0 | 29951.137 | 764.3229 | 29052.053 | 28906.793
5482 | 2021-08-17 09:00 | 481.6833 |  | 123.3833 | 17.7209 | 2.8717 | 0.2 | 33.6722 | 45.5384 | 56.2644 | 0 |  | 481.6833 | 358.8854 | 125.0776 | 0.11145 | 358.8854 | 125.0776 | 0.098744 | 344.5178 | 118.9514 | 0 | 454.1998 | 454.1676 | 52345.676 | 41.7149 | 52245.86 | 49639.27 | 47604.734 | 0 | 0 | 47373.812 | 744.7211 | 0 | 0 | 0 | 0 | 47373.812 | 744.7211 | 46149.336 | 45918.5898
5483 | 2021-08-17 10:00 | 597.75 |  | 152.15 | 19.5991 | 3.2096 | 0.2 | 41.6994 | 30.0786 | 48.0494 | 0 |  | 597.75 | 447.6726 | 154.4077 | 0.13831 | 447.6726 | 154.4077 | 0.12254 | 436.5637 | 146.8467 | 0 | 571.7422 | 571.7004 | 65890.54 | 49.3417 | 66034.516 | 61227.65 | 59005.926 | 0 | 0 | 58631.152 | 726.3733 | 0 | 0 | 0 | 0 | 58631.152 | 726.3733 | 57152.67 | 56866.9062
5484 | 2021-08-17 11:00 | 672.8166 |  | 152.4167 | 21.1575 | 3.4396 | 0.2 | 46.2919 | 10.7519 | 43.2177 | 0 |  | 672.8166 | 524.1785 | 155.0339 | 0.15568 | 524.1785 | 155.0339 | 0.13793 | 514.392 | 147.444 | 0 | 648.5993 | 648.6402 | 74755.02 | 54.5515 | 75028.76 | 68367.016 | 66437.39 | 0 | 0 | 65931.84 | 706.7911 | 0 | 0 | 0 | 0 | 65931.84 | 706.7911 | 64245.9 | 63924.668
5485 | 2021-08-17 12:00 | 679.5666 |  | 145.55 | 22.2972 | 2.635 | 0.2 | 46.3402 | 349.5507 | 42.9542 | 0 |  | 679.5666 | 539.3478 | 148.3669 | 0.15724 | 539.3478 | 148.3669 | 0.13931 | 529.4076 | 141.1051 | 0 | 657.1025 | 657.1323 | 75735.3 | 57.3899 | 76019.68 | 68588.875 | 65905.72 | 0 | 0 | 65411.36 | 705.7601 | 0 | 0 | 0 | 0 | 65411.36 | 705.7601 | 63744.387 | 63425.668
5486 | 2021-08-17 13:00 | 623.6333 |  | 118.3667 | 22.9693 | 1.3817 | 0.2 | 41.8307 | 330.1544 | 47.3698 | 0 |  | 623.6333 | 511.9943 | 120.8964 | 0.1443 | 511.9943 | 120.8964 | 0.12784 | 499.714 | 114.9798 | 0 | 602.4 | 602.0916 | 69391.71 | 57.0096 | 69588.44 | 62857.64 | 60700.61 | 0 | 0 | 60275.25 | 701.9089 | 0 | 0 | 0 | 0 | 60275.25 | 701.9089 | 58760.86 | 58467.0547
5487 | 2021-08-17 14:00 | 498.8 |  | 102.2667 | 23.1098 | 1.125 | 0.2 | 33.8599 | 314.6094 | 55.3533 | 0 |  | 498.8 | 403.7281 | 104.6979 | 0.11542 | 403.7281 | 104.6979 | 0.10225 | 388.3296 | 99.575 | 0 | 478.1465 | 477.7668 | 55064.305 | 50.4384 | 55014.49 | 50774.43 | 48599.3 | 0 | 0 | 48339.754 | 722.3746 | 0 | 0 | 0 | 0 | 48339.754 | 722.3746 | 47092.93 | 46857.4648
5488 | 2021-08-17 15:00 | 334.9 |  | 79.95 | 22.5936 | 1.2354 | 0.2 | 23.6805 | 302.6315 | 65.5885 | 0 |  | 334.9 | 261.8218 | 82.1199 | 0.077491 | 261.8218 | 82.1199 | 0.068654 | 243.1739 | 78.1036 | 0 | 314.852 | 314.8981 | 36292.562 | 40.5157 | 35890.074 | 34171.723 | 32387.396 | 0 | 0 | 32276.043 | 741.5872 | 0 | 0 | 0 | 0 | 32276.043 | 741.5872 | 31353.814 | 31197.0449
5489 | 2021-08-17 16:00 | 145.3333 |  | 61.1667 | 21.4677 | 1.5 | 0.2 | 12.1782 | 293.1544 | 77.1546 | 0 |  | 145.3333 | 88.5474 | 62.8578 | 0.033628 | 88.5474 | 62.8578 | 0.029793 | 73.0256 | 59.7846 | 0 | 130.154 | 130.1572 | 15001.358 | 28.7869 | 14297.426 | 14112.386 | 13040.261 | 0 | 0 | 13022.033 | 755.379 | 0 | 0 | 0 | 0 | 13022.033 | 755.379 | 12216.224 | 12155.1416
5490 | 2021-08-17 17:00 | 3.2833 |  | 3.2833 | 20.1125 | 1.1671 | 0.2 | -0.10764 | 285.2011 | 88.2272 | 0 |  | 3.2833 | 0 | 3.3654 | 0.00075972 | 0 | 3.3654 | 0 | 0 | 3.2004 | 0 | 3.1364 | 3.1365 | 361.4852 | 20.2916 | 85.7544 | 85.3521 | 85.1221 | 0 | 0 | 85.1185 | 341.9297 | 0 | 0 | 0 | 78.9604 | 6.1581 | 649.9997 | 5.0531 | 5.0278
5491 | 2021-08-17 18:00 | 0 |  | 0 | 19.3396 | 0.59042 | 0.2
5492 | 2021-08-17 19:00 | 0 |  | 0 | 18.6744 | 0.47583 | 0.2
5493 | 2021-08-17 20:00 | 0 |  | 0 | 18.0092 | 0.35 | 0.2
5494 | 2021-08-17 21:00 | 0 |  | 0 | 17.344 | 0.45 | 0.2
5495 | 2021-08-17 22:00 | 0 |  | 0 | 16.6787 | 0.30167 | 0.2
5496 | 2021-08-17 23:00 | 0 |  | 0 | 16.0263 | 0.16208 | 0.2
5497 | 2021-08-18 | 0 |  | 0 | 15.458 | 0.36125 | 0.2
5498 | 2021-08-18 01:00 | 0 |  | 0 | 14.9189 | 0.44833 | 0.2
5499 | 2021-08-18 02:00 | 0 |  | 0 | 14.3363 | 0.7 | 0.2
5500 | 2021-08-18 03:00 | 0 |  | 0 | 13.9695 | 0.43958 | 0.2
5501 | 2021-08-18 04:00 | 0 |  | 0 | 13.6548 | 0.33708 | 0.2
5502 | 2021-08-18 05:00 | 0 |  | 0 | 13.452 | 0.46208 | 0.2
5503 | 2021-08-18 06:00 | 2.9667 |  | 2.9667 | 13.7016 | 0.4975 | 0.2 | -0.15679 | 75.0311 | 89.4254 | 0 |  | 2.9667 | 0 | 3.0903 | 0.00068645 | 0 | 3.0903 | 0 | 0 | 2.9389 | 0 | 2.8802 | 2.8801 | 331.9412 | 13.8711 | 72.3826 | 71.5816 | 71.381 | 0 | 0 | 71.3781 | 313.6661 | 0 | 0 | 0 | 71.2066 | 0.17147 | 649.9996 | 0.14069 | 0.13998883962631226
5504 | 2021-08-18 07:00 | 144.9833 |  | 54.2333 | 15.4135 | 1.0458 | 0.2 | 12.1619 | 67.1088 | 78.0142 | 0 |  | 144.9833 | 89.438 | 54.6638 | 0.033547 | 89.438 | 54.6638 | 0.029721 | 72.3719 | 51.9843 | 0 | 121.8691 | 121.905 | 14049.808 | 22.4117 | 13333.621 | 13437.208 | 12866.274 | 0 | 0 | 12850.335 | 769.346 | 0 | 0 | 0 | 0 | 12850.335 | 769.346 | 12049.995 | 11989.7451
5505 | 2021-08-18 08:00 | 334.5667 |  | 74.85 | 17.607 | 1.3371 | 0.2 | 23.7105 | 57.6717 | 66.3649 | 0 |  | 334.5667 | 258.9246 | 75.8586 | 0.077414 | 258.9246 | 75.8586 | 0.068586 | 239.577 | 72.142 | 0 | 305.4846 | 305.4918 | 35209.08 | 34.9136 | 34784.844 | 33747.547 | 32288.639 | 0 | 0 | 32185.963 | 760.5442 | 0 | 0 | 0 | 0 | 32185.963 | 760.5442 | 31265.102 | 31108.7773
5506 | 2021-08-18 09:00 | 493.6167 |  | 107.3 | 19.7412 | 1.25 | 0.2 | 33.9548 | 45.7356 | 55.9855 | 0 |  | 493.6167 | 386.9044 | 108.9048 | 0.11422 | 386.9044 | 108.9048 | 0.10119 | 371.6668 | 103.5707 | 0 | 465.7328 | 465.7484 | 53679.004 | 46.2313 | 53604.527 | 50196.797 | 48803.188 | 0 | 0 | 48548.83 | 728.9848 | 0 | 0 | 0 | 0 | 48548.83 | 728.9848 | 47297.18 | 47060.6914
5507 | 2021-08-18 10:00 | 610.5333 |  | 144.4 | 21.6227 | 1.3379 | 0.2 | 42.0118 | 30.2077 | 47.74 | 0 |  | 610.5333 | 468.2513 | 146.6182 | 0.14127 | 468.2513 | 146.6182 | 0.12516 | 456.8406 | 139.4386 | 0 | 584.3536 | 584.2874 | 67340.35 | 54.7222 | 67507.8 | 61477.953 | 59613 | 0 | 0 | 59215.215 | 710.8178 | 0 | 0 | 0 | 0 | 59215.215 | 710.8178 | 57723.94 | 57435.3203
5508 | 2021-08-18 11:00 | 681.65 |  | 144.8167 | 23.1338 | 1.2475 | 0.2 | 46.6188 | 10.7526 | 42.8917 | 0 |  | 681.65 | 540.6727 | 147.1531 | 0.15772 | 540.6727 | 147.1531 | 0.13974 | 530.7751 | 139.9485 | 0 | 657.3091 | 657.2216 | 75745.85 | 60.5184 | 76032.55 | 67876.58 | 65389.785 | 0 | 0 | 64889.57 | 696.1299 | 0 | 0 | 0 | 0 | 64889.57 | 696.1299 | 63241.53 | 62925.3242
5509 | 2021-08-18 12:00 | 664.0666 |  | 175.4833 | 24.2479 | 1.9321 | 0.2 | 46.6497 | 349.397 | 42.6439 | 0 |  | 664.0666 | 493.403 | 178.5143 | 0.15366 | 493.403 | 178.5143 | 0.13613 | 484.4784 | 169.7764 | 0 | 641.1697 | 641.025 | 73879.86 | 59.5929 | 74141.41 | 66391.77 | 64014.668 | 0 | 0 | 63541.8 | 699.1299 | 0 | 0 | 0 | 0 | 63541.8 | 699.1299 | 61942.242 | 61632.5312
5510 | 2021-08-18 13:00 | 625.0833 |  | 133.7667 | 24.9879 | 2.4692 | 0.2 | 42.0956 | 329.8961 | 47.1045 | 0 |  | 625.0833 | 497.7897 | 136.6158 | 0.14464 | 497.7897 | 136.6158 | 0.12814 | 486.034 | 129.9305 | 0 | 603.6452 | 603.6672 | 69575.17 | 57.4695 | 69772.84 | 62916.12 | 60189.89 | 0 | 0 | 59774.043 | 705.521 | 0 | 0 | 0 | 0 | 59774.043 | 705.521 | 58270.57 | 57979.2148
5511 | 2021-08-18 14:00 | 507.0333 |  | 97.3833 | 25.162 | 3.2467 | 0.2 | 34.0747 | 314.3114 | 55.1395 | 0 |  | 507.0333 | 417.0062 | 99.763 | 0.11732 | 417.0062 | 99.763 | 0.10394 | 401.2984 | 94.8817 | 0 | 486.2565 | 486.0616 | 56017.133 | 50.4066 | 55985.047 | 51679.785 | 49627.867 | 0 | 0 | 49354.535 | 720.3393 | 0 | 0 | 0 | 0 | 49354.535 | 720.3393 | 48084.34 | 47843.918
5512 | 2021-08-18 15:00 | 347.3833 |  | 68.2833 | 24.6012 | 3.0808 | 0.2 | 23.8528 | 302.3272 | 65.4181 | 0 |  | 347.3833 | 286.5374 | 70.265 | 0.08038 | 286.5374 | 70.265 | 0.071213 | 266.3553 | 66.8282 | 0 | 326.5199 | 326.5722 | 37638.57 | 41.6908 | 37260.727 | 35348.652 | 33140.02 | 0 | 0 | 33023.113 | 742.4796 | 0 | 0 | 0 | 0 | 33023.113 | 742.4796 | 32089.803 | 31929.3535
5513 | 2021-08-18 16:00 | 157.4167 |  | 52.9667 | 23.3399 | 2.2154 | 0.2 | 12.3187 | 292.8514 | 77.0167 | 0 |  | 157.4167 | 109.8002 | 54.6112 | 0.036424 | 109.8002 | 54.6112 | 0.03227 | 90.8115 | 51.9418 | 0 | 139.8982 | 139.837 | 16116.933 | 30.9515 | 15422.815 | 15117.67 | 13786.614 | 0 | 0 | 13765.936 | 753.3238 | 0 | 0 | 0 | 0 | 13765.936 | 753.3238 | 12938.014 | 12873.3242
5514 | 2021-08-18 17:00 | 3.8667 |  | 3.8667 | 22.02 | 2.4596 | 0.2 | 0.010424 | 284.8952 | 88.1754 | 0 |  | 3.8667 | 0 | 3.9379 | 0.00089469 | 0 | 3.9379 | 0.00079266 | 0 | 3.7449 | 0 | 3.67 | 3.6703 | 423.0067 | 22.2176 | 117.2038 | 116.8802 | 116.4765 | 0 | 0 | 116.4718 | 404.9455 | 0 | 0 | 0 | 64.0706 | 52.4012 | 649.9995 | 43.0208 | 42.80568313598633
5515 | 2021-08-18 18:00 | 0 |  | 0 | 21.1487 | 2.6742 | 0.2
5516 | 2021-08-18 19:00 | 0 |  | 0 | 20.3556 | 2.5671 | 0.2
5517 | 2021-08-18 20:00 | 0 |  | 0 | 19.5624 | 1.7179 | 0.2
5518 | 2021-08-18 21:00 | 0 |  | 0 | 18.7692 | 1.45 | 0.2
5519 | 2021-08-18 22:00 | 0 |  | 0 | 17.976 | 1.6225 | 0.2
5520 | 2021-08-18 23:00 | 0 |  | 0 | 17.1933 | 2.0088 | 0.2
5521 | 2021-08-19 | 0 |  | 0 | 16.4632 | 2.4354 | 0.2
5522 | 2021-08-19 01:00 | 0 |  | 0 | 15.6762 | 2.5242 | 0.2
5523 | 2021-08-19 02:00 | 0 |  | 0 | 14.9485 | 2.8071 | 0.2
5524 | 2021-08-19 03:00 | 0 |  | 0 | 14.4177 | 3.5492 | 0.2
5525 | 2021-08-19 04:00 | 0 |  | 0 | 13.9352 | 2.9317 | 0.2
5526 | 2021-08-19 05:00 | 0 |  | 0 | 13.5947 | 2.3267 | 0.2
5527 | 2021-08-19 06:00 | 3.3167 |  | 3.3167 | 13.807 | 2.5096 | 0.2 | 0.056735 | 75.2826 | 89.313 | 0 |  | 3.3167 | 0 | 3.4375 | 0.00076743 | 0 | 3.4375 | 0.00067991 | 0 | 3.2691 | 0 | 3.2037 | 3.2036 | 369.2191 | 13.9791 | 89.4743 | 88.4931 | 88.2023 | 0 | 0 | 88.1987 | 348.4591 | 0 | 0 | 0 | 74.4374 | 13.7613 | 649.9999 | 11.2929 | 11.236427307128906
5528 | 2021-08-19 07:00 | 148.5667 |  | 60.9 | 15.7228 | 2.8483 | 0.2 | 12.3934 | 67.3495 | 77.7864 | 0 |  | 148.5667 | 86.3967 | 61.3369 | 0.034376 | 86.3967 | 61.3369 | 0.030456 | 70.2931 | 58.3303 | 0 | 126.051 | 126.0571 | 14528.28 | 22.3896 | 13814.585 | 13923.481 | 13372.792 | 0 | 0 | 13355.611 | 768.715 | 0 | 0 | 0 | 0 | 13355.611 | 768.715 | 12539.566 | 12476.8682
5529 | 2021-08-19 08:00 | 335.7167 |  | 81.4833 | 18.197 | 2.9604 | 0.2 | 23.9666 | 57.8995 | 66.1126 | 0 |  | 335.7167 | 253.4283 | 82.5306 | 0.07768 | 253.4283 | 82.5306 | 0.068821 | 234.8059 | 78.487 | 0 | 307.0271 | 307.0079 | 35383.09 | 34.3511 | 34962.05 | 33978.19 | 32300.688 | 0 | 0 | 32198.834 | 762.7449 | 0 | 0 | 0 | 0 | 32198.834 | 762.7449 | 31277.777 | 31121.3887
5530 | 2021-08-19 09:00 | 505.5 |  | 99.8333 | 20.6875 | 3.1904 | 0.2 | 34.2411 | 45.9347 | 55.703 | 0 |  | 505.5 | 406.2387 | 101.4207 | 0.11697 | 406.2387 | 101.4207 | 0.10363 | 390.5026 | 96.4532 | 0 | 477.2167 | 477.2358 | 55001.156 | 45.5372 | 54951.65 | 51578.883 | 49714.81 | 0 | 0 | 49453.87 | 735.5112 | 0 | 0 | 0 | 0 | 49453.87 | 735.5112 | 48181.395 | 47940.4883
5531 | 2021-08-19 10:00 | 639.3333 |  | 106.3 | 22.9296 | 2.3792 | 0.2 | 42.328 | 30.3375 | 47.4268 | 0 |  | 639.3333 | 535.3983 | 108.1796 | 0.14793 | 535.3983 | 108.1796 | 0.13106 | 522.5889 | 102.8823 | 0 | 612.9618 | 612.9336 | 70643.14 | 56.0452 | 70861.03 | 64244.625 | 61247.21 | 0 | 0 | 60815.543 | 702.6487 | 0 | 0 | 0 | 0 | 60815.543 | 702.6487 | 59289.418 | 58992.9727
5532 | 2021-08-19 11:00 | 716.7667 |  | 102.3 | 24.8349 | 2.4104 | 0.2 | 46.9495 | 10.7509 | 42.562 | 0 |  | 716.7667 | 618.7946 | 103.9002 | 0.16585 | 618.7946 | 103.9002 | 0.14694 | 607.6909 | 98.8128 | 0 | 692.3736 | 692.4744 | 79808.695 | 62.1948 | 80141.54 | 71124.44 | 68635.56 | 0 | 0 | 68080.39 | 692.5645 | 0 | 0 | 0 | 0 | 68080.39 | 692.5645 | 66315.164 | 65983.5859
5533 | 2021-08-19 12:00 | 698.2833 |  | 130.95 | 26.29 | 2.77 | 0.2 | 46.9621 | 349.2377 | 42.3307 | 0 |  | 698.2833 | 572.8628 | 133.4251 | 0.16157 | 572.8628 | 133.4251 | 0.14315 | 562.6955 | 126.8941 | 0 | 675.7978 | 675.8053 | 77889.36 | 62.1588 | 78199.16 | 69398.664 | 66285 | 0 | 0 | 65768.83 | 697.3837 | 0 | 0 | 0 | 0 | 65768.83 | 697.3837 | 64088.836 | 63768.3945
5534 | 2021-08-19 13:00 | 642.3 |  | 106.9667 | 27.0764 | 3.5562 | 0.2 | 42.3621 | 329.6309 | 46.8376 | 0 |  | 642.3 | 542.3114 | 109.3778 | 0.14862 | 542.3114 | 109.3778 | 0.13167 | 529.7028 | 104.0251 | 0 | 621.0534 | 620.8212 | 71551.93 | 58.869 | 71779.625 | 64426.64 | 61856.22 | 0 | 0 | 61410.926 | 698.8713 | 0 | 0 | 0 | 0 | 61410.926 | 698.8713 | 59871.906 | 59572.5469
5535 | 2021-08-19 14:00 | 514 |  | 93.9333 | 27.139 | 4.05 | 0.2 | 34.29 | 314.0072 | 54.9252 | 0 |  | 514 | 427.5317 | 96.2712 | 0.11893 | 427.5317 | 96.2712 | 0.10537 | 411.6274 | 91.5609 | 0 | 493.1245 | 492.8487 | 56803.14 | 51.8174 | 56785.44 | 52177.758 | 50008.867 | 0 | 0 | 49726.48 | 717.2669 | 0 | 0 | 0 | 0 | 49726.48 | 717.2669 | 48447.746 | 48205.5078
5536 | 2021-08-19 15:00 | 342.7 |  | 79.2167 | 26.2791 | 3.75 | 0.2 | 24.0252 | 302.0176 | 65.2478 | 0 |  | 342.7 | 270.4245 | 81.3714 | 0.079296 | 270.4245 | 81.3714 | 0.070253 | 251.5878 | 77.3917 | 0 | 322.3999 | 322.1736 | 37132.266 | 42.633 | 36744.875 | 34756.305 | 32866.914 | 0 | 0 | 32751.285 | 739.8425 | 0 | 0 | 0 | 0 | 32751.285 | 739.8425 | 31821.951 | 31662.8418
5537 | 2021-08-19 16:00 | 152.4667 |  | 64.5167 | 24.6002 | 4.1225 | 0.2 | 12.4589 | 292.5439 | 76.879 | 0 |  | 152.4667 | 92.3837 | 65.9609 | 0.035279 | 92.3837 | 65.9609 | 0.031255 | 76.6196 | 62.7355 | 0 | 136.568 | 136.6616 | 15751.139 | 31.4207 | 15052.344 | 14739.089 | 13553.4375 | 0 | 0 | 13533.526 | 751.415 | 0 | 0 | 0 | 0 | 13533.526 | 751.415 | 12712.235 | 12648.6738
5538 | 2021-08-19 17:00 | 3.4 |  | 3.4 | 22.7624 | 4.0187 | 0.2 | 0.12837 | 284.5853 | 88.1238 | 0 |  | 3.4 | 0 | 3.4836 | 0.00078671 | 0 | 3.4836 | 0.00069699 | 0 | 3.3128 | 0 | 3.2465 | 3.2469 | 374.2154 | 22.9252 | 91.9472 | 91.7566 | 91.4164 | 0 | 0 | 91.4126 | 354.2448 | 0 | 0 | 0 | 80.2485 | 11.1641 | 649.9993 | 9.1613 | 9.115509033203125
5539 | 2021-08-19 18:00 | 0 |  | 0 | 21.4934 | 2.785 | 0.2
5540 | 2021-08-19 19:00 | 0 |  | 0 | 20.3266 | 1.8438 | 0.2
5541 | 2021-08-19 20:00 | 0 |  | 0 | 19.1598 | 1.205 | 0.2
5542 | 2021-08-19 21:00 | 0 |  | 0 | 17.993 | 0.6775 | 0.2
5543 | 2021-08-19 22:00 | 0 |  | 0 | 16.8262 | 0.56375 | 0.2
5544 | 2021-08-19 23:00 | 0 |  | 0 | 15.7256 | 0.375 | 0.2
5545 | 2021-08-20 | 0 |  | 0 | 15.0169 | 0.57333 | 0.2
5546 | 2021-08-20 01:00 | 0 |  | 0 | 14.2596 | 0.7475 | 0.2
5547 | 2021-08-20 02:00 | 0 |  | 0 | 13.5272 | 1.1233 | 0.2
5548 | 2021-08-20 03:00 | 0 |  | 0 | 13.0771 | 1.0767 | 0.2
5549 | 2021-08-20 04:00 | 0 |  | 0 | 12.6909 | 0.875 | 0.2
5550 | 2021-08-20 05:00 | 0 |  | 0 | 12.4429 | 1.1096 | 0.2
5551 | 2021-08-20 06:00 | 4.0167 |  | 4.0167 | 12.7013 | 1.5933 | 0.2 | 0.27378 | 75.5359 | 89.1988 | 0 |  | 4.0167 | 0 | 4.1377 | 0.0009294 | 0 | 4.1377 | 0.00082341 | 0 | 3.935 | 0 | 3.8563 | 3.8562 | 444.4306 | 12.9172 | 129.2065 | 127.6597 | 127.2695 | 0 | 0 | 127.2643 | 424.9976 | 0 | 0 | 0 | 48.0433 | 79.221 | 649.9996 | 65.0593 | 64.73396301269531
5552 | 2021-08-20 07:00 | 140.2167 |  | 64.65 | 14.3785 | 2.5088 | 0.2 | 12.6284 | 67.5922 | 77.5552 | 0 |  | 140.2167 | 74.47 | 64.8525 | 0.032444 | 74.47 | 64.8525 | 0.028744 | 60.9114 | 61.6737 | 0 | 120.1334 | 120.2026 | 13853.731 | 20.8346 | 13136.446 | 13301.706 | 12650.248 | 0 | 0 | 12635.093 | 774.2553 | 0 | 0 | 0 | 0 | 12635.093 | 774.2553 | 11841.806 | 11782.5967
5553 | 2021-08-20 08:00 | 321.15 |  | 107.2 | 16.4457 | 2.4508 | 0.2 | 24.2262 | 58.1295 | 65.8569 | 0 |  | 321.15 | 213.248 | 108.3238 | 0.07431 | 213.248 | 108.3238 | 0.065835 | 197.8406 | 103.0165 | 0 | 294.8399 | 294.8838 | 33986.598 | 32.3258 | 33540.51 | 32800.477 | 31039.562 | 0 | 0 | 30946.193 | 767.4863 | 0 | 0 | 0 | 0 | 30946.193 | 767.4863 | 30041.383 | 29891.1758
5554 | 2021-08-20 09:00 | 492.2833 |  | 123.25 | 18.5362 | 2.5958 | 0.2 | 34.5309 | 46.1359 | 55.4169 | 0 |  | 492.2833 | 369.5129 | 124.944 | 0.11391 | 369.5129 | 124.944 | 0.10092 | 355.4373 | 118.8242 | 0 | 464.7763 | 464.7722 | 53566.016 | 43.4006 | 53489.45 | 50550.223 | 48887.06 | 0 | 0 | 48639.176 | 741.1824 | 0 | 0 | 0 | 0 | 48639.176 | 741.1824 | 47385.445 | 47148.5156
5555 | 2021-08-20 10:00 | 608.65 |  | 157.55 | 20.3827 | 3.3563 | 0.2 | 42.648 | 30.468 | 47.1098 | 0 |  | 608.65 | 453.0534 | 159.83 | 0.14083 | 453.0534 | 159.83 | 0.12477 | 442.4142 | 152.0033 | 0 | 582.5292 | 582.4538 | 67131.63 | 50.4832 | 67295.64 | 62162 | 60263.992 | 0 | 0 | 59867.24 | 721.5969 | 0 | 0 | 0 | 0 | 59867.24 | 721.5969 | 58361.73 | 58069.9219
5556 | 2021-08-20 11:00 | 660.6333 |  | 195.9833 | 21.8368 | 4.0433 | 0.2 | 47.2838 | 10.747 | 42.2287 | 0 |  | 660.6333 | 467.8723 | 198.7902 | 0.15286 | 467.8723 | 198.7902 | 0.13543 | 459.6452 | 189.0574 | 0 | 635.7286 | 635.6283 | 73258.65 | 53.6742 | 73513.125 | 67188.64 | 64558.65 | 0 | 0 | 64095.676 | 715.2361 | 0 | 0 | 0 | 0 | 64095.676 | 715.2361 | 62476.266 | 62163.8828
5557 | 2021-08-20 12:00 | 657.05 |  | 196.7 | 22.8423 | 4.9071 | 0.2 | 47.2771 | 349.0725 | 42.0148 | 0 |  | 657.05 | 464.7826 | 199.8137 | 0.15203 | 464.7826 | 199.8137 | 0.13469 | 456.6902 | 190.0327 | 0 | 633.7885 | 633.5256 | 73015.9 | 53.3515 | 73266.055 | 67029.055 | 64207.047 | 0 | 0 | 63753.082 | 717.6488 | 0 | 0 | 0 | 0 | 63753.082 | 717.6488 | 62145.96 | 61835.2305
5558 | 2021-08-20 13:00 | 599.5167 |  | 170.45 | 23.3229 | 5.1767 | 0.2 | 42.6299 | 329.3588 | 46.5695 | 0 |  | 599.5167 | 434.5997 | 173.5861 | 0.13872 | 434.5997 | 173.5861 | 0.1229 | 424.6531 | 165.0907 | 0 | 577.9489 | 577.9474 | 66610.69 | 50.8163 | 66763.39 | 61578.484 | 59023.99 | 0 | 0 | 58641.312 | 721.6188 | 0 | 0 | 0 | 0 | 58641.312 | 721.6188 | 57162.61 | 56876.7969
5559 | 2021-08-20 14:00 | 492.8833 |  | 126.8833 | 23.4581 | 4.6179 | 0.2 | 34.5057 | 313.697 | 54.7106 | 0 |  | 492.8833 | 372.4363 | 129.6801 | 0.11405 | 372.4363 | 129.6801 | 0.10104 | 358.7538 | 123.3351 | 0 | 472.4471 | 472.4927 | 54456.094 | 46.5137 | 54394.82 | 50856.64 | 48556.96 | 0 | 0 | 48304.547 | 734.0248 | 0 | 0 | 0 | 0 | 48304.547 | 734.0248 | 47058.53 | 46823.2383
5560 | 2021-08-20 15:00 | 336.4333 |  | 90.6667 | 23.0662 | 4.0292 | 0.2 | 24.1975 | 301.7029 | 65.0776 | 0 |  | 336.4333 | 252.1671 | 92.9657 | 0.077846 | 252.1671 | 92.9657 | 0.068968 | 234.7954 | 88.4185 | 0 | 316.7496 | 316.8954 | 36523.355 | 38.9492 | 36124.883 | 34577.707 | 32854.164 | 0 | 0 | 32740.09 | 745.4394 | 0 | 0 | 0 | 0 | 32740.09 | 745.4394 | 31810.922 | 31651.8672
5561 | 2021-08-20 16:00 | 148.2167 |  | 62.9833 | 21.9866 | 3.6758 | 0.2 | 12.599 | 292.2321 | 76.7416 | 0 |  | 148.2167 | 89.4623 | 64.4049 | 0.034295 | 89.4623 | 64.4049 | 0.030384 | 74.3978 | 61.2556 | 0 | 132.9403 | 132.8014 | 15306.08 | 28.7505 | 14603.147 | 14420.131 | 13336.159 | 0 | 0 | 13317.445 | 759.0989 | 0 | 0 | 0 | 0 | 13317.445 | 759.0989 | 12502.545 | 12440.0322
5562 | 2021-08-20 17:00 | 4.2167 |  | 4.2167 | 20.6274 | 3.6171 | 0.2 | 0.24619 | 284.2715 | 88.0724 | 0 |  | 4.2167 | 0 | 4.2923 | 0.00097568 | 0 | 4.2923 | 0.00086441 | 0 | 4.0819 | 0 | 4.0003 | 4.0009 | 461.095 | 20.8317 | 139.1238 | 138.5548 | 137.9678 | 0 | 0 | 137.9623 | 443.8962 | 0 | 0 | 0 | 51.4159 | 86.5464 | 649.9995 | 71.0811 | 70.72566986083984
5563 | 2021-08-20 18:00 | 0 |  | 0 | 19.6675 | 2.6075 | 0.2
5564 | 2021-08-20 19:00 | 0 |  | 0 | 18.7839 | 2.0042 | 0.2
5565 | 2021-08-20 20:00 | 0 |  | 0 | 17.9003 | 1.5646 | 0.2
5566 | 2021-08-20 21:00 | 0 |  | 0 | 17.0167 | 1.5 | 0.2
5567 | 2021-08-20 22:00 | 0 |  | 0 | 16.1444 | 1.6692 | 0.2
5568 | 2021-08-20 23:00 | 0 |  | 0 | 15.3352 | 2.6104 | 0.2
5569 | 2021-08-21 | 0 |  | 0 | 14.4895 | 2.0438 | 0.2
5570 | 2021-08-21 01:00 | 0 |  | 0 | 13.616 | 1.5258 | 0.2
5571 | 2021-08-21 02:00 | 0 |  | 0 | 12.7905 | 1.8208 | 0.2
5572 | 2021-08-21 03:00 | 0 |  | 0 | 12.2838 | 2.1654 | 0.2
5573 | 2021-08-21 04:00 | 0 |  | 0 | 11.8492 | 1.3042 | 0.2
5574 | 2021-08-21 05:00 | 0 |  | 0 | 11.5676 | 1.3854 | 0.2
5575 | 2021-08-21 06:00 | 3.7167 |  | 3.7167 | 11.8038 | 1.5742 | 0.2 | 0.49427 | 75.7909 | 89.0829 | 0 |  | 3.7167 | 0 | 3.8514 | 0.00085999 | 0 | 3.8514 | 0.00076191 | 0 | 3.6627 | 0 | 3.5895 | 3.5894 | 413.6763 | 12.005 | 112.0757 | 110.6281 | 110.2963 | 0 | 0 | 110.2918 | 394.3884 | 0 | 0 | 0 | 57.461 | 52.8308 | 649.9998 | 43.3737 | 43.15679168701172
5576 | 2021-08-21 07:00 | 138.6167 |  | 68.5333 | 13.4406 | 1.7329 | 0.2 | 12.8667 | 67.8369 | 77.3207 | 0 |  | 138.6167 | 69.0646 | 68.731 | 0.032074 | 69.0646 | 68.731 | 0.028416 | 56.7818 | 65.362 | 0 | 119.701 | 119.7423 | 13800.658 | 20.1031 | 13082.964 | 13276.897 | 12563.474 | 0 | 0 | 12548.552 | 777.5659 | 0 | 0 | 0.56985 | 0 | 12547.981 | 776.6597 | 11757.61 | 11698.8223
5577 | 2021-08-21 08:00 | 327.3333 |  | 108.3333 | 15.5299 | 2.5217 | 0.2 | 24.4891 | 58.3617 | 65.5979 | 0 |  | 327.3333 | 218.2567 | 109.4615 | 0.07574 | 218.2567 | 109.4615 | 0.067103 | 202.7535 | 104.0985 | 0 | 300.7149 | 300.7416 | 34661.945 | 31.6734 | 34227.883 | 33540.906 | 32119.812 | 0 | 0 | 32020.664 | 768.6645 | 0 | 0 | 0 | 0 | 32020.664 | 768.6645 | 31102.33 | 30946.8184
5578 | 2021-08-21 09:00 | 489.7167 |  | 133.6667 | 17.5316 | 2.5596 | 0.2 | 34.8243 | 46.339 | 55.1274 | 0 |  | 489.7167 | 356.4736 | 135.4011 | 0.11331 | 356.4736 | 135.4011 | 0.10039 | 343.1229 | 128.769 | 0 | 462.454 | 462.4391 | 53297.188 | 42.3121 | 53215.51 | 50467.47 | 48791.98 | 0 | 0 | 48547.89 | 743.9414 | 0 | 0 | 0 | 0 | 48547.89 | 743.9414 | 47296.26 | 47059.7812
5579 | 2021-08-21 10:00 | 591.7667 |  | 188.3333 | 19.2662 | 3.3675 | 0.2 | 42.9717 | 30.5994 | 46.7892 | 0 |  | 591.7667 | 405.1376 | 190.6764 | 0.13693 | 405.1376 | 190.6764 | 0.12131 | 395.8015 | 181.3388 | 0 | 565.5975 | 565.5802 | 65183.93 | 48.4797 | 65316.367 | 60734.14 | 58720.195 | 0 | 0 | 58350.863 | 727.2061 | 0 | 0 | 0 | 0 | 58350.863 | 727.2061 | 56878.535 | 56594.1445
5580 | 2021-08-21 11:00 | 639.2167 |  | 224.65 | 20.6298 | 4.2296 | 0.2 | 47.6217 | 10.7408 | 41.8919 | 0 |  | 639.2167 | 417.3971 | 227.0988 | 0.14791 | 417.3971 | 227.0988 | 0.13104 | 410.2067 | 215.9791 | 0 | 613.6621 | 613.7231 | 70733.06 | 51.1106 | 70951.45 | 65400.38 | 63338.637 | 0 | 0 | 62894.41 | 716.5578 | 0 | 0 | 0 | 0 | 62894.41 | 716.5578 | 61317.926 | 61011.3359
5581 | 2021-08-21 12:00 | 654.4 |  | 208.5333 | 21.6366 | 5.1942 | 0.2 | 47.5947 | 348.9015 | 41.6963 | 0 |  | 654.4 | 450.1074 | 211.6699 | 0.15142 | 450.1074 | 211.6699 | 0.13415 | 442.4211 | 201.3083 | 0 | 630.8548 | 630.5476 | 72674.016 | 51.6083 | 72919.875 | 67107.28 | 64619.07 | 0 | 0 | 64157.07 | 718.3981 | 0 | 0 | 0 | 0 | 64157.07 | 718.3981 | 62535.453 | 62222.7773
5582 | 2021-08-21 13:00 | 601.7 |  | 176.2833 | 22.2229 | 5.4887 | 0.2 | 42.899 | 329.0799 | 46.3 | 0 |  | 601.7 | 430.8436 | 179.4479 | 0.13922 | 430.8436 | 179.4479 | 0.12335 | 421.1377 | 170.6654 | 0 | 579.967 | 579.8414 | 66828.28 | 49.4174 | 66985.1 | 62076.16 | 59587.79 | 0 | 0 | 59201.32 | 725.0839 | 0 | 0 | 0 | 0 | 59201.32 | 725.0839 | 57710.35 | 57421.8008
5583 | 2021-08-21 14:00 | 475.3667 |  | 156.8 | 22.3117 | 4.9567 | 0.2 | 34.7218 | 313.3807 | 54.4956 | 0 |  | 475.3667 | 324.11 | 159.7853 | 0.10999 | 324.11 | 159.7853 | 0.097449 | 312.351 | 151.9664 | 0 | 455.0311 | 455.018 | 52441.758 | 44.175 | 52343.06 | 49319.24 | 47311.15 | 0 | 0 | 47075.46 | 739.0596 | 0 | 0 | 0 | 0 | 47075.46 | 739.0596 | 45857.914 | 45628.6211
5584 | 2021-08-21 15:00 | 313.35 |  | 120.75 | 21.785 | 4.0567 | 0.2 | 24.3697 | 301.3833 | 64.9075 | 0 |  | 313.35 | 197.5583 | 122.8181 | 0.072505 | 197.5583 | 122.8181 | 0.064236 | 184.0977 | 116.8088 | 0 | 294.8883 | 294.8366 | 33979.805 | 36.5438 | 33534.934 | 32349.682 | 30885.584 | 0 | 0 | 30786.605 | 751.3981 | 0 | 0 | 0 | 0 | 30786.605 | 751.3981 | 29882.61 | 29733.1953
5585 | 2021-08-21 16:00 | 135.3333 |  | 70.7833 | 20.697 | 3.3929 | 0.2 | 12.7389 | 291.9161 | 76.6045 | 0 |  | 135.3333 | 67.7023 | 72.2843 | 0.031314 | 67.7023 | 72.2843 | 0.027743 | 56.4507 | 68.7495 | 0 | 122.6962 | 122.5981 | 14129.504 | 27.0222 | 13417.52 | 13326.023 | 12435.3955 | 0 | 0 | 12419.3545 | 761.4603 | 0 | 0 | 0 | 0 | 12419.3545 | 761.4603 | 11626.367 | 11568.2354
5586 | 2021-08-21 17:00 | 3.6 |  | 3.6 | 19.3788 | 2.6092 | 0.2 | 0.36386 | 283.9538 | 88.0212 | 0 |  | 3.6 | 0 | 3.6884 | 0.00083299 | 0 | 3.6884 | 0.00073799 | 0 | 3.5076 | 0 | 3.4374 | 3.4373 | 396.1556 | 19.5626 | 102.8656 | 102.3082 | 102.0231 | 0 | 0 | 102.0189 | 373.9188 | 0 | 0 | 0 | 69.667 | 32.3519 | 649.9996 | 26.5545 | 26.42171859741211
5587 | 2021-08-21 18:00 | 0 |  | 0 | 18.3818 | 1.3333 | 0.2
5588 | 2021-08-21 19:00 | 0 |  | 0 | 17.4464 | 0.86125 | 0.2
5589 | 2021-08-21 20:00 | 0 |  | 0 | 16.5111 | 1.4329 | 0.2
5590 | 2021-08-21 21:00 | 0 |  | 0 | 15.5797 | 1.7854 | 0.2
5591 | 2021-08-21 22:00 | 0 |  | 0 | 14.658 | 1.9017 | 0.2
5592 | 2021-08-21 23:00 | 0 |  | 0 | 13.6616 | 1.4412 | 0.2
5593 | 2021-08-22 | 0 |  | 0 | 12.7403 | 1.1025 | 0.2
5594 | 2021-08-22 01:00 | 0 |  | 0 | 11.8047 | 1.0079 | 0.2
5595 | 2021-08-22 02:00 | 0 |  | 0 | 10.9181 | 1.8621 | 0.2
5596 | 2021-08-22 03:00 | 0 |  | 0 | 10.3689 | 0.99542 | 0.2
5597 | 2021-08-22 04:00 | 0 |  | 0 | 9.8959 | 0.36542 | 0.2
5598 | 2021-08-22 05:00 | 0 |  | 0 | 9.5874 | 0.23708 | 0.2
5599 | 2021-08-22 06:00 | 4.8333 |  | 4.8333 | 9.8357 | 0.37417 | 0.2 | 0.7181 | 76.0477 | 88.9653 | 0 |  | 4.8333 | 0 | 4.9624 | 0.0011184 | 0 | 4.9624 | 0.00099082 | 0 | 4.7193 | 0 | 4.6249 | 4.6247 | 533.0231 | 10.1094 | 185.2115 | 182.5965 | 181.433 | 0 | 0 | 181.4261 | 521.9034 | 0 | 0 | 0 | 24.2395 | 157.1865 | 649.9999 | 129.2016 | 128.55563354492188
5600 | 2021-08-22 07:00 | 143.8833 |  | 73.4833 | 11.5269 | 0.4 | 0.2 | 13.1083 | 68.0835 | 77.083 | 0 |  | 143.8833 | 69.3752 | 73.6715 | 0.033293 | 69.3752 | 73.6715 | 0.029496 | 57.3231 | 70.0604 | 0 | 124.8358 | 124.8264 | 14386.668 | 18.9065 | 13671.95 | 13924.9 | 13214.898 | 0 | 0 | 13198.591 | 779.259 | 0 | 0 | 5.7168 | 0 | 13192.874 | 777.3448 | 12381.757 | 12319.8477
5601 | 2021-08-22 08:00 | 326.75 |  | 113.2667 | 13.7321 | 0.42417 | 0.2 | 24.7553 | 58.5959 | 65.3356 | 0 |  | 326.75 | 212.735 | 114.0243 | 0.075605 | 212.735 | 114.0243 | 0.066983 | 197.8809 | 108.4376 | 0 | 300.1921 | 300.2281 | 34602.312 | 31.4618 | 34167.188 | 33502.895 | 32223.068 | 0 | 0 | 32122.879 | 763.7859 | 0 | 0 | 0 | 0 | 32122.879 | 763.7859 | 31202.98 | 31046.9648
5602 | 2021-08-22 09:00 | 500.4 |  | 126.75 | 15.8596 | 0.63458 | 0.2 | 35.121 | 46.5442 | 54.8346 | 0 |  | 500.4 | 374.0539 | 128.4594 | 0.11579 | 374.0539 | 128.4594 | 0.10258 | 360.2825 | 122.1673 | 0 | 472.8008 | 472.8105 | 54492 | 43.515 | 54432.848 | 51421.945 | 49516.53 | 0 | 0 | 49262.84 | 741.0029 | 0 | 0 | 0 | 0 | 49262.84 | 741.0029 | 47994.75 | 47754.7773
5603 | 2021-08-22 10:00 | 639.1 |  | 134.3667 | 17.7861 | 1.0837 | 0.2 | 43.2989 | 30.7316 | 46.4651 | 0 |  | 639.1 | 506.8124 | 136.3926 | 0.14788 | 506.8124 | 136.3926 | 0.13101 | 495.3544 | 129.7134 | 0 | 612.5664 | 612.4745 | 70589.89 | 52.8859 | 70807.01 | 64886.45 | 62636.426 | 0 | 0 | 62202.367 | 715.9177 | 0 | 0 | 0 | 0 | 62202.367 | 715.9177 | 60646.27 | 60343.0391
5604 | 2021-08-22 11:00 | 713.4833 |  | 155.1833 | 19.3694 | 1.4483 | 0.2 | 47.9629 | 10.7324 | 41.5516 | 0 |  | 713.4833 | 562.0517 | 157.8111 | 0.16509 | 562.0517 | 157.8111 | 0.14626 | 552.569 | 150.0851 | 0 | 688.6011 | 688.6141 | 79365.77 | 58.1834 | 79694.21 | 71723.06 | 69527.4 | 0 | 0 | 68967.266 | 698.6737 | 0 | 0 | 0 | 0 | 68967.266 | 698.6737 | 67168.87 | 66833.0234
5605 | 2021-08-22 12:00 | 714.1 |  | 147.3833 | 20.4976 | 1.6087 | 0.2 | 47.9148 | 348.7247 | 41.3753 | 0 |  | 714.1 | 572.0405 | 149.937 | 0.16523 | 572.0405 | 149.937 | 0.14639 | 562.4618 | 142.5973 | 0 | 690.9579 | 690.8159 | 79621.375 | 59.1526 | 79950.7 | 71698.97 | 68376.67 | 0 | 0 | 67831.05 | 699.909 | 0 | 0 | 0 | 0 | 67831.05 | 699.909 | 66075.1 | 65744.7266
5606 | 2021-08-22 13:00 | 644.8 |  | 144.1667 | 21.1197 | 2.2958 | 0.2 | 43.1693 | 328.7942 | 46.0294 | 0 |  | 644.8 | 506.9504 | 147.1121 | 0.1492 | 506.9504 | 147.1121 | 0.13218 | 495.7103 | 139.9128 | 0 | 622.9106 | 622.8323 | 71781.625 | 54.898 | 72012.695 | 65521.477 | 63512.156 | 0 | 0 | 63053.312 | 708.5595 | 0 | 0 | 0 | 0 | 63053.312 | 708.5595 | 61471.176 | 61163.8203
5607 | 2021-08-22 14:00 | 504.0833 |  | 122.0333 | 21.1945 | 2.5354 | 0.2 | 34.9381 | 313.0584 | 54.2805 | 0 |  | 504.0833 | 388.6278 | 124.78 | 0.11664 | 388.6278 | 124.78 | 0.10334 | 374.7035 | 118.6748 | 0 | 483.5107 | 483.5597 | 55730.832 | 47.1352 | 55693.3 | 51964.312 | 49737.254 | 0 | 0 | 49470.18 | 730.4712 | 0 | 0 | 0 | 0 | 49470.18 | 730.4712 | 48197.33 | 47956.3398
5608 | 2021-08-22 15:00 | 341.5333 |  | 102.6 | 20.6344 | 2.8242 | 0.2 | 24.5418 | 301.0588 | 64.7377 | 0 |  | 341.5333 | 245.0136 | 105.0092 | 0.079026 | 245.0136 | 105.0092 | 0.070014 | 228.5018 | 99.8724 | 0 | 321.8067 | 321.6741 | 37074.434 | 37.6654 | 36685.773 | 35259.74 | 33075.84 | 0 | 0 | 32962.008 | 751.5146 | 0 | 0 | 0 | 0 | 32962.008 | 751.5146 | 32029.586 | 31869.4395
5609 | 2021-08-22 16:00 | 146.7833 |  | 74.05 | 19.4597 | 2.7862 | 0.2 | 12.8785 | 291.5959 | 76.4676 | 0 |  | 146.7833 | 76.2294 | 75.5768 | 0.033964 | 76.2294 | 75.5768 | 0.03009 | 63.7244 | 71.8808 | 0 | 132.8931 | 132.9039 | 15317.574 | 26.5085 | 14613.4795 | 14534.226 | 13513.237 | 0 | 0 | 13494.458 | 767.1175 | 0 | 0 | 0 | 0 | 13494.458 | 767.1175 | 12674.306 | 12610.9346
5610 | 2021-08-22 17:00 | 3.7 |  | 3.7 | 18.0538 | 3.3046 | 0.2 | 0.48138 | 283.6325 | 87.9702 | 0 |  | 3.7 | 0 | 3.7905 | 0.00085613 | 0 | 3.7905 | 0.00075849 | 0 | 3.6047 | 0 | 3.5326 | 3.5328 | 407.1553 | 18.2368 | 108.6932 | 107.9625 | 107.585 | 0 | 0 | 107.5805 | 383.9871 | 0 | 0 | 0 | 64.6979 | 42.8826 | 649.9998 | 35.2023 | 35.026302337646484
5611 | 2021-08-22 18:00 | 0 |  | 0 | 17.1413 | 4.5642 | 0.2
5612 | 2021-08-22 19:00 | 0 |  | 0 | 16.3206 | 5.6208 | 0.2
5613 | 2021-08-22 20:00 | 0 |  | 0 | 15.5043 | 5.4567 | 0.2
5614 | 2021-08-22 21:00 | 0 |  | 0 | 14.7016 | 4.3808 | 0.2
5615 | 2021-08-22 22:00 | 0 |  | 0 | 13.8147 | 4.2483 | 0.2
5616 | 2021-08-22 23:00 | 0 |  | 0 | 12.9367 | 4.4517 | 0.2
5617 | 2021-08-23 | 0 |  | 0 | 12.205 | 3.8308 | 0.2
5618 | 2021-08-23 01:00 | 0 |  | 0 | 11.4778 | 3.2775 | 0.2
5619 | 2021-08-23 02:00 | 0 |  | 0 | 10.7893 | 3.1154 | 0.2
5620 | 2021-08-23 03:00 | 0 |  | 0 | 10.3643 | 2.5783 | 0.2
5621 | 2021-08-23 04:00 | 0 |  | 0 | 9.9988 | 2.2558 | 0.2
5622 | 2021-08-23 05:00 | 0 |  | 0 | 9.7658 | 1.4008 | 0.2
5623 | 2021-08-23 06:00 | 4.8333 |  | 4.8333 | 10.0485 | 2.1787 | 0.2 | 0.94519 | 76.306 | 88.8461 | 0 |  | 4.8333 | 0 | 4.9739 | 0.0011184 | 0 | 4.9739 | 0.00099082 | 0 | 4.7303 | 0 | 4.6357 | 4.6357 | 534.2808 | 10.3013 | 186.0352 | 183.4417 | 182.4272 | 0 | 0 | 182.4202 | 521.4249 | 0 | 0 | 0 | 24.1136 | 158.3066 | 649.9998 | 130.124 | 129.47332763671875
5624 | 2021-08-23 07:00 | 146.1167 |  | 72.1333 | 11.8027 | 2.9258 | 0.2 | 13.353 | 68.332 | 76.8422 | 0 |  | 146.1167 | 72.905 | 72.3314 | 0.033809 | 72.905 | 72.3314 | 0.029954 | 60.5331 | 68.7859 | 0 | 126.7326 | 126.7547 | 14608.775 | 18.4828 | 13895.442 | 14169.772 | 13541.593 | 0 | 0 | 13524.325 | 779.3799 | 0 | 0 | 3.2272 | 0 | 13521.099 | 778.054 | 12700.169 | 12636.668
5625 | 2021-08-23 08:00 | 315.8833 |  | 129.6667 | 13.9823 | 2.1067 | 0.2 | 25.0246 | 58.8323 | 65.0703 | 0 |  | 315.8833 | 185.5436 | 130.4273 | 0.073091 | 185.5436 | 130.4273 | 0.064755 | 172.8097 | 124.0368 | 0 | 290.9096 | 290.9405 | 33532.152 | 29.8974 | 33077.9 | 32589.307 | 31328.826 | 0 | 0 | 31235.004 | 771.3876 | 0 | 0 | 0 | 0 | 31235.004 | 771.3876 | 30328.82 | 30177.1777
5626 | 2021-08-23 09:00 | 483.7333 |  | 157.3833 | 16.055 | 1.7604 | 0.2 | 35.4209 | 46.7514 | 54.5386 | 0 |  | 483.7333 | 326.6676 | 159.1576 | 0.11193 | 326.6676 | 159.1576 | 0.099164 | 314.8469 | 151.3617 | 0 | 456.8844 | 456.9191 | 52661.387 | 41.4463 | 52567.594 | 49987.9 | 48203.88 | 0 | 0 | 47965.914 | 745.0714 | 0 | 0 | 0 | 0 | 47965.914 | 745.0714 | 46727.727 | 46494.0898
5627 | 2021-08-23 10:00 | 585.3833 |  | 209.5333 | 17.8003 | 2.3838 | 0.2 | 43.6296 | 30.8648 | 46.1376 | 0 |  | 585.3833 | 377.3588 | 211.4907 | 0.13545 | 377.3588 | 211.4907 | 0.12 | 368.9909 | 201.1331 | 0 | 558.7216 | 558.701 | 64393.504 | 47.9796 | 64512.523 | 60081.785 | 58091.45 | 0 | 0 | 57728.438 | 727.4856 | 0 | 0 | 0 | 0 | 57728.438 | 727.4856 | 56269.8 | 55988.4531
5628 | 2021-08-23 11:00 | 668.1333 |  | 210.3 | 19.2976 | 2.6812 | 0.2 | 48.3075 | 10.7216 | 41.208 | 0 |  | 668.1333 | 460.8608 | 213.1269 | 0.1546 | 460.8608 | 213.1269 | 0.13697 | 453.2478 | 202.6919 | 0 | 642.8209 | 642.8456 | 74089.02 | 53.5551 | 74354.33 | 67980.336 | 65357.98 | 0 | 0 | 64885.92 | 714.1008 | 0 | 0 | 0 | 0 | 64885.92 | 714.1008 | 63238.01 | 62921.8203
5629 | 2021-08-23 12:00 | 675.2 |  | 196.9667 | 20.4116 | 3.7821 | 0.2 | 48.2373 | 348.542 | 41.0519 | 0 |  | 675.2 | 482.6702 | 200.0862 | 0.15623 | 482.6702 | 200.0862 | 0.13841 | 474.7466 | 190.2918 | 0 | 651.7376 | 651.5748 | 75095.836 | 53.438 | 75373.88 | 68940.38 | 66749.83 | 0 | 0 | 66254.94 | 714.6925 | 0 | 0 | 0 | 0 | 66254.94 | 714.6925 | 64557.164 | 64234.3789
5630 | 2021-08-23 13:00 | 645 |  | 130.95 | 21.1267 | 3.8258 | 0.2 | 43.4407 | 328.5015 | 45.7577 | 0 |  | 645 | 520.4655 | 133.5592 | 0.14924 | 520.4655 | 133.5592 | 0.13222 | 509.1089 | 127.0225 | 0 | 623.4088 | 623.3619 | 71844.78 | 52.6602 | 72075.97 | 66073.67 | 63469.418 | 0 | 0 | 63021.727 | 717.1952 | 0 | 0 | 0 | 0 | 63021.727 | 717.1952 | 61440.71 | 61133.5078
5631 | 2021-08-23 14:00 | 521.0666 |  | 104.3667 | 21.3 | 3.7758 | 0.2 | 35.1546 | 312.7302 | 54.0652 | 0 |  | 521.0666 | 423.7981 | 106.8081 | 0.12057 | 423.7981 | 106.8081 | 0.10682 | 408.8026 | 101.5819 | 0 | 500.1768 | 499.9655 | 57623.125 | 46.649 | 57620.293 | 53858.027 | 51521.848 | 0 | 0 | 51240.348 | 734.883 | 0 | 0 | 0 | 0 | 51240.348 | 734.883 | 49927.03 | 49677.3945
5632 | 2021-08-23 15:00 | 329.4333 |  | 117.15 | 20.7756 | 3.6258 | 0.2 | 24.7136 | 300.7294 | 64.5681 | 0 |  | 329.4333 | 217.6229 | 119.1817 | 0.076226 | 217.6229 | 119.1817 | 0.067533 | 203.1164 | 113.3503 | 0 | 310.1373 | 310.089 | 35739.33 | 36.6052 | 35326.086 | 34071.05 | 32484.896 | 0 | 0 | 32375.902 | 752.364 | 0 | 0 | 0 | 0 | 32375.902 | 752.364 | 31452.166 | 31294.9062
5633 | 2021-08-23 16:00 | 147.7167 |  | 70.7333 | 19.6467 | 3.4671 | 0.2 | 13.0178 | 291.2716 | 76.3312 | 0 |  | 147.7167 | 80.6256 | 72.2256 | 0.03418 | 80.6256 | 72.2256 | 0.030282 | 67.5687 | 68.6936 | 0 | 133.537 | 133.6037 | 15398.439 | 26.5164 | 14695.357 | 14613.965 | 13589.782 | 0 | 0 | 13570.767 | 766.1565 | 0 | 0 | 0 | 0 | 13570.767 | 766.1565 | 12748.3955 | 12684.6543
5634 | 2021-08-23 17:00 | 3.5333 |  | 3.5333 | 18.2818 | 2.6662 | 0.2 | 0.59874 | 283.3075 | 87.9195 | 0 |  | 3.5333 | 0 | 3.6266 | 0.00081756 | 0 | 3.6266 | 0.00072433 | 0 | 3.4488 | 0 | 3.3798 | 3.3799 | 389.5353 | 18.4621 | 99.4991 | 98.8509 | 98.5476 | 0 | 0 | 98.5435 | 367.7301 | 0 | 0 | 0 | 70.8922 | 27.6513 | 649.9999 | 22.695 | 22.58150863647461
5635 | 2021-08-23 18:00 | 0 |  | 0 | 17.4618 | 2.65 | 0.2
5636 | 2021-08-23 19:00 | 0 |  | 0 | 16.743 | 2.55 | 0.2
5637 | 2021-08-23 20:00 | 0 |  | 0 | 16.0241 | 2.5654 | 0.2
5638 | 2021-08-23 21:00 | 0 |  | 0 | 15.3087 | 1.88 | 0.2
5639 | 2021-08-23 22:00 | 0 |  | 0 | 14.6023 | 1.4904 | 0.2
5640 | 2021-08-23 23:00 | 0 |  | 0 | 13.8416 | 1.1033 | 0.2
5641 | 2021-08-24 | 0 |  | 0 | 13.1671 | 0.75167 | 0.2
5642 | 2021-08-24 01:00 | 0 |  | 0 | 12.4852 | 0.79667 | 0.2
5643 | 2021-08-24 02:00 | 0 |  | 0 | 11.8383 | 1.4812 | 0.2
5644 | 2021-08-24 03:00 | 0 |  | 0 | 11.4362 | 1.9163 | 0.2
5645 | 2021-08-24 04:00 | 0 |  | 0 | 11.0894 | 0.86708 | 0.2
5646 | 2021-08-24 05:00 | 0 |  | 0 | 10.87 | 0.99917 | 0.2
5647 | 2021-08-24 06:00 | 5.6333 |  | 5.6333 | 11.1883 | 0.98375 | 0.2 | 1.1754 | 76.5661 | 88.7252 | 0 |  | 5.6333 | 0 | 5.7708 | 0.0013035 | 0 | 5.7708 | 0.0011548 | 0 | 5.4881 | 0 | 5.3784 | 5.3783 | 619.8677 | 11.498 | 248.4191 | 246.071 | 242.9099 | 0 | 0 | 242.9003 | 598.757 | 0 | 0 | 0 | 10.9016 | 231.9988 | 650 | 190.8562 | 189.9019012451172
5648 | 2021-08-24 07:00 | 157.5833 |  | 70.95 | 13.0823 | 1.845 | 0.2 | 13.6007 | 68.5825 | 76.5983 | 0 |  | 157.5833 | 85.3692 | 71.1566 | 0.036463 | 85.3692 | 71.1566 | 0.032304 | 71.2172 | 67.6687 | 0 | 136.1081 | 136.102 | 15686.0205 | 20.6166 | 14980.179 | 15178.048 | 14393.146 | 0 | 0 | 14373.74 | 779.6673 | 0 | 0 | 0.22798 | 0 | 14373.512 | 779.5862 | 13529.449 | 13461.8018
5649 | 2021-08-24 08:00 | 349.9833 |  | 94.5667 | 15.416 | 2.0846 | 0.2 | 25.2969 | 59.0709 | 64.802 | 0 |  | 349.9833 | 254.466 | 95.6748 | 0.080981 | 254.466 | 95.6748 | 0.071746 | 237.3027 | 90.9871 | 0 | 321.7241 | 321.7809 | 37087.13 | 33.0358 | 36697.24 | 35811.45 | 34348.79 | 0 | 0 | 34233.598 | 764.3438 | 0 | 0 | 0 | 0 | 34233.598 | 764.3438 | 33283.312 | 33116.8984
5650 | 2021-08-24 09:00 | 513.45 |  | 124.1167 | 17.6322 | 2.525 | 0.2 | 35.7241 | 46.9607 | 54.2394 | 0 |  | 513.45 | 389.6707 | 125.8137 | 0.11881 | 389.6707 | 125.8137 | 0.10526 | 375.8141 | 119.6512 | 0 | 485.556 | 485.5715 | 55961.43 | 43.6932 | 55929.84 | 52808.69 | 50864.176 | 0 | 0 | 50591.27 | 737.3373 | 0 | 0 | 0 | 0 | 50591.27 | 737.3373 | 49292.75 | 49046.2852
5651 | 2021-08-24 10:00 | 643.1167 |  | 141.25 | 19.5498 | 2.0421 | 0.2 | 43.9637 | 30.9989 | 45.8068 | 0 |  | 643.1167 | 503.8291 | 143.4404 | 0.14881 | 503.8291 | 143.4404 | 0.13184 | 492.8735 | 136.4163 | 0 | 616.7041 | 616.646 | 71070.4 | 53.3809 | 71295.055 | 65228.855 | 63068.54 | 0 | 0 | 62629.008 | 715.4219 | 0 | 0 | 0 | 0 | 62629.008 | 715.4219 | 61061.938 | 60756.6289
5652 | 2021-08-24 11:00 | 701.55 |  | 165.7667 | 21.1039 | 1.7604 | 0.2 | 48.6554 | 10.7086 | 40.8611 | 0 |  | 701.55 | 539.2692 | 168.4591 | 0.16233 | 539.2692 | 168.4591 | 0.14382 | 530.5495 | 160.2116 | 0 | 676.9459 | 676.7872 | 78001.66 | 58.7135 | 78316.08 | 70361.14 | 67658.65 | 0 | 0 | 67133.234 | 701.8199 | 0 | 0 | 0 | 0 | 67133.234 | 701.8199 | 65403.145 | 65076.1289
5653 | 2021-08-24 12:00 | 708.3 |  | 155.5667 | 22.2111 | 2.2992 | 0.2 | 48.562 | 348.3533 | 40.7261 | 0 |  | 708.3 | 557.7971 | 158.4562 | 0.16389 | 557.7971 | 158.4562 | 0.1452 | 548.822 | 150.7002 | 0 | 685.5318 | 685.649 | 79022.78 | 59.3905 | 79345.5 | 71100.125 | 68606.59 | 0 | 0 | 68044.75 | 690.6642 | 0 | 0 | 0 | 0 | 68044.75 | 690.6642 | 66280.85 | 65949.4453
5654 | 2021-08-24 13:00 | 623.9167 |  | 176.35 | 22.7825 | 1.9629 | 0.2 | 43.713 | 328.202 | 45.4851 | 0 |  | 623.9167 | 453.0909 | 179.518 | 0.14437 | 453.0909 | 179.518 | 0.1279 | 443.3622 | 170.7321 | 0 | 601.8124 | 601.7941 | 69357.63 | 55.9179 | 69553.71 | 63064.38 | 60991.516 | 0 | 0 | 60565.164 | 705.1113 | 0 | 0 | 0 | 0 | 60565.164 | 705.1113 | 59044.473 | 58749.25
5655 | 2021-08-24 14:00 | 496.55 |  | 146.9333 | 22.8297 | 2.3346 | 0.2 | 35.3712 | 312.3961 | 53.8499 | 0 |  | 496.55 | 355.5084 | 149.8792 | 0.11489 | 355.5084 | 149.8792 | 0.10179 | 343.0858 | 142.5452 | 0 | 475.9184 | 475.8715 | 54844.473 | 48.5923 | 54790.875 | 50886.805 | 49168.824 | 0 | 0 | 48904.57 | 725.6471 | 0 | 0 | 0 | 0 | 48904.57 | 725.6471 | 47644.723 | 47406.5
5656 | 2021-08-24 15:00 | 334.9167 |  | 111.3333 | 22.2261 | 2.5354 | 0.2 | 24.8852 | 300.3953 | 64.3989 | 0 |  | 334.9167 | 229.1419 | 113.8009 | 0.077495 | 229.1419 | 113.8009 | 0.068657 | 214.0326 | 108.2336 | 0 | 315.8209 | 315.7657 | 36393.453 | 39.1654 | 35992.137 | 34430.72 | 32904.297 | 0 | 0 | 32790.957 | 743.5672 | 0 | 0 | 0 | 0 | 32790.957 | 743.5672 | 31861.041 | 31701.7363
5657 | 2021-08-24 16:00 | 143.8 |  | 74.3667 | 21.0062 | 2.8846 | 0.2 | 13.1568 | 290.9434 | 76.1951 | 0 |  | 143.8 | 72.6669 | 75.8887 | 0.033273 | 72.6669 | 75.8887 | 0.029479 | 61.048 | 72.1773 | 0 | 130.5608 | 130.5116 | 15041.881 | 27.8971 | 14335.255 | 14197.032 | 13289.921 | 0 | 0 | 13271.572 | 758.6453 | 0 | 0 | 0 | 0 | 13271.572 | 758.6453 | 12458.057 | 12395.7666
5658 | 2021-08-24 17:00 | 3.4333 |  | 3.4333 | 19.5815 | 3.0767 | 0.2 | 0.71594 | 282.979 | 87.869 | 0 |  | 3.4333 | 0 | 3.528 | 0.00079442 | 0 | 3.528 | 0.00070383 | 0 | 3.3551 | 0 | 3.288 | 3.2879 | 378.9349 | 19.7536 | 94.2134 | 93.7216 | 93.4125 | 0 | 0 | 93.4086 | 357.8397 | 0 | 0 | 0 | 75.5056 | 17.903 | 649.9994 | 14.6924 | 14.618941307067871
5659 | 2021-08-24 18:00 | 0 |  | 0 | 18.7966 | 2.6146 | 0.2
5660 | 2021-08-24 19:00 | 0 |  | 0 | 18.1288 | 2.6379 | 0.2
5661 | 2021-08-24 20:00 | 0 |  | 0 | 17.4609 | 2.3904 | 0.2
5662 | 2021-08-24 21:00 | 0 |  | 0 | 16.7931 | 2.1 | 0.2
5663 | 2021-08-24 22:00 | 0 |  | 0 | 16.1252 | 2.3604 | 0.2
5664 | 2021-08-24 23:00 | 0 |  | 0 | 15.4828 | 2.4871 | 0.2
5665 | 2021-08-25 | 0 |  | 0 | 14.981 | 2.2583 | 0.2
5666 | 2021-08-25 01:00 | 0 |  | 0 | 14.3978 | 0.80667 | 0.2
5667 | 2021-08-25 02:00 | 0 |  | 0 | 13.8305 | 0.8725 | 0.2
5668 | 2021-08-25 03:00 | 0 |  | 0 | 13.4775 | 1.0017 | 0.2
5669 | 2021-08-25 04:00 | 0 |  | 0 | 13.1731 | 0.58958 | 0.2
5670 | 2021-08-25 05:00 | 0 |  | 0 | 12.9892 | 0.575 | 0.2
5671 | 2021-08-25 06:00 | 7.5833 |  | 7.5833 | 13.3797 | 0.47667 | 0.2 | 1.4088 | 76.8276 | 88.6028 | 0 |  | 7.5833 | 0 | 7.6756 | 0.0017547 | 0 | 7.6756 | 0.0015546 | 0 | 7.2996 | 0 | 7.1536 | 7.1535 | 824.4874 | 13.8011 | 415.3781 | 418.0515 | 407.8625 | 0 | 0 | 407.84 | 651.5859 | 0 | 0 | 0 | 1.9371 | 405.9029 | 661.1376 | 334.5775 | 332.9046630859375
5672 | 2021-08-25 07:00 | 177.95 |  | 68.9167 | 15.3849 | 0.275 | 0.2 | 13.8514 | 68.8348 | 76.3516 | 0 |  | 177.95 | 107.4409 | 69.3839 | 0.041175 | 107.4409 | 69.3839 | 0.036479 | 90.0411 | 65.983 | 0 | 152.9036 | 152.9397 | 17626.672 | 24.4781 | 16938.072 | 16961.16 | 16161.653 | 0 | 0 | 16136.708 | 770.3226 | 0 | 0 | 0 | 0 | 16136.708 | 770.3226 | 15255.569 | 15179.291
5673 | 2021-08-25 08:00 | 324.5667 |  | 136.3167 | 17.3735 | 0.425 | 0.2 | 25.5722 | 59.3116 | 64.5308 | 0 |  | 324.5667 | 187.5295 | 137.0775 | 0.0751 | 187.5295 | 137.0775 | 0.066536 | 175.1 | 130.3612 | 0 | 299.3519 | 299.3812 | 34504.67 | 35.0526 | 34067.777 | 33035.777 | 31510.578 | 0 | 0 | 31412.783 | 760.7596 | 0 | 0 | 0 | 0 | 31412.783 | 760.7596 | 30503.94 | 30351.4199
5674 | 2021-08-25 09:00 | 408.8667 |  | 243.9167 | 18.9814 | 0.31125 | 0.2 | 36.0302 | 47.1722 | 53.9373 | 0 |  | 408.8667 | 165.0754 | 244.5739 | 0.094606 | 165.0754 | 244.5739 | 0.083817 | 159.3079 | 232.5928 | 0 | 384.0628 | 384.0604 | 44264.08 | 41.7787 | 44009.273 | 41795.383 | 40194.656 | 0 | 0 | 40029.16 | 745.3408 | 0 | 0 | 0 | 0 | 40029.16 | 745.3408 | 38978.062 | 38783.1719
5675 | 2021-08-25 10:00 | 538.9833 |  | 278.9167 | 20.5194 | 0.73458 | 0.2 | 44.301 | 31.1341 | 45.4727 | 0 |  | 538.9833 | 261.0566 | 280.0872 | 0.12471 | 261.0566 | 280.0872 | 0.11049 | 255.4915 | 266.3687 | 0 | 511.423 | 511.4156 | 58942.117 | 50.297 | 58965.438 | 54490.465 | 52939.094 | 0 | 0 | 52631.69 | 719.985 | 0 | 0 | 0 | 0 | 52631.69 | 719.985 | 51286.812 | 51030.3789
5676 | 2021-08-25 11:00 | 563.6167 |  | 318.0333 | 21.6872 | 0.88708 | 0.2 | 49.0064 | 10.6933 | 40.5112 | 0 |  | 563.6167 | 247.1551 | 319.7259 | 0.13041 | 247.1551 | 319.7259 | 0.11554 | 243.2444 | 304.0683 | 0 | 536.3665 | 536.4436 | 61826.53 | 52.7062 | 61900.95 | 56744.043 | 54918.117 | 0 | 0 | 54582.89 | 716.889 | 0 | 0 | 0 | 0 | 54582.89 | 716.889 | 53194.117 | 52928.1484
5677 | 2021-08-25 12:00 | 539.6667 |  | 338.65 | 22.4514 | 0.88792 | 0.2 | 48.889 | 348.1586 | 40.3981 | 0 |  | 539.6667 | 202.835 | 340.7652 | 0.12487 | 202.835 | 340.7652 | 0.11063 | 199.6368 | 324.0797 | 0 | 513.2422 | 513.2554 | 59153.688 | 52.1285 | 59180.457 | 54348.836 | 52376.277 | 0 | 0 | 52073.348 | 718.9596 | 0 | 0 | 0 | 0 | 52073.348 | 718.9596 | 50741.11 | 50487.4023
5678 | 2021-08-25 13:00 | 535.15 |  | 259.9833 | 22.9759 | 0.88542 | 0.2 | 43.9862 | 327.8955 | 45.2116 | 0 |  | 535.15 | 278.5253 | 262.9846 | 0.12383 | 278.5253 | 262.9846 | 0.1097 | 272.6407 | 250.1112 | 0 | 512.2969 | 512.3438 | 59048.984 | 52.6036 | 59073.26 | 54153.637 | 51970.234 | 0 | 0 | 51670.81 | 718.1141 | 0 | 0 | 0 | 0 | 51670.81 | 718.1141 | 50347.703 | 50095.9648
5679 | 2021-08-25 14:00 | 491.4667 |  | 156.85 | 23.2225 | 1.3225 | 0.2 | 35.5879 | 312.0562 | 53.6346 | 0 |  | 491.4667 | 340.1951 | 159.845 | 0.11372 | 340.1951 | 159.845 | 0.10075 | 328.4553 | 152.023 | 0 | 470.8687 | 470.8203 | 54263.367 | 49.9129 | 54198.938 | 50115.848 | 47989.844 | 0 | 0 | 47738.266 | 725.7531 | 0 | 0 | 0 | 0 | 47738.266 | 725.7531 | 46505.348 | 46272.8203
5680 | 2021-08-25 15:00 | 349.5833 |  | 105.05 | 22.9436 | 1.4121 | 0.2 | 25.0564 | 300.0565 | 64.2301 | 0 |  | 349.5833 | 250.542 | 107.4784 | 0.080889 | 250.542 | 107.4784 | 0.071664 | 234.1993 | 102.2206 | 0 | 329.6915 | 329.4806 | 37973.88 | 41.5456 | 37601.53 | 35698.184 | 34042.363 | 0 | 0 | 33918.668 | 740.8695 | 0 | 0 | 0 | 0 | 33918.668 | 740.8695 | 32972.68 | 32807.8164
5681 | 2021-08-25 16:00 | 135.9833 |  | 80.2833 | 21.9388 | 1.5233 | 0.2 | 13.2954 | 290.6113 | 76.0594 | 0 |  | 135.9833 | 58.2535 | 81.2925 | 0.031465 | 58.2535 | 81.2925 | 0.027876 | 49.056 | 77.315 | 0 | 123.8436 | 123.7789 | 14265.972 | 28.8919 | 13553.021 | 13383.17 | 12597.376 | 0 | 0 | 12580.787 | 753.6968 | 0 | 0 | 0 | 0 | 12580.787 | 753.6968 | 11789.314 | 11730.3672
5682 | 2021-08-25 17:00 | 5.7167 |  | 5.7167 | 20.67 | 1.9304 | 0.2 | 0.83297 | 282.6471 | 87.8187 | 0 |  | 5.7167 | 0 | 5.7868 | 0.0013228 | 0 | 5.7868 | 0.0011719 | 0 | 5.5031 | 0 | 5.3931 | 5.3932 | 621.5859 | 20.9674 | 249.7196 | 249.1212 | 246.0691 | 0 | 0 | 246.059 | 586.4446 | 0 | 0 | 0 | 18.785 | 227.274 | 649.9999 | 186.9594 | 186.02455139160156
5683 | 2021-08-25 18:00 | 0 |  | 0 | 19.8294 | 2.8138 | 0.2
5684 | 2021-08-25 19:00 | 0 |  | 0 | 19.0694 | 1.8042 | 0.2
5685 | 2021-08-25 20:00 | 0 |  | 0 | 18.3094 | 1.9767 | 0.2
5686 | 2021-08-25 21:00 | 0 |  | 0 | 17.5493 | 1.2783 | 0.2
5687 | 2021-08-25 22:00 | 0 |  | 0 | 16.7893 | 1.2888 | 0.2
5688 | 2021-08-25 23:00 | 0 |  | 0 | 16.0453 | 0.82917 | 0.2
5689 | 2021-08-26 | 0 |  | 0 | 15.4018 | 0.53625 | 0.2
5690 | 2021-08-26 01:00 | 0 |  | 0 | 14.7684 | 1.0458 | 0.2
5691 | 2021-08-26 02:00 | 0 |  | 0 | 14.0959 | 1.3613 | 0.2
5692 | 2021-08-26 03:00 | 0 |  | 0 | 13.668 | 1.3275 | 0.2
5693 | 2021-08-26 04:00 | 0 |  | 0 | 13.2906 | 0.88958 | 0.2
5694 | 2021-08-26 05:00 | 0 |  | 0 | 13.0139 | 0.875 | 0.2
5695 | 2021-08-26 06:00 | 5.8 |  | 5.8 | 13.2101 | 0.84917 | 0.2 | 1.645 | 77.0907 | 88.469 | 0 |  | 5.8 | 0 | 5.9543 | 0.001342 | 0 | 5.9543 | 0.001189 | 0 | 5.6627 | 0 | 5.5494 | 5.5492 | 639.5571 | 13.5315 | 263.6214 | 261.8677 | 258.2601 | 0 | 0 | 258.2498 | 609.2578 | 0 | 0 | 0 | 9.4554 | 248.7944 | 649.9998 | 204.7122 | 203.68861389160156
5696 | 2021-08-26 07:00 | 105.2833 |  | 87.5667 | 14.0195 | 1.2183 | 0.2 | 14.1049 | 69.089 | 76.102 | 0 |  | 105.2833 | 17.4577 | 87.2913 | 0.024361 | 17.4577 | 87.2913 | 0.021583 | 14.6956 | 83.0134 | 0 | 95.7548 | 95.7517 | 11035.73 | 19.4734 | 10310.896 | 10486.048 | 9952.63 | 0 | 0 | 9943.222 | 776.6555 | 0 | 0 | 0 | 0 | 9943.222 | 776.6555 | 9079.069 | 9033.6738
5697 | 2021-08-26 08:00 | 178.9167 |  | 158.05 | 15.4371 | 2.1596 | 0.2 | 25.8502 | 59.5545 | 64.2569 | 0 |  | 178.9167 | 20.7846 | 159.1515 | 0.041399 | 20.7846 | 159.1515 | 0.036678 | 19.431 | 151.3549 | 0 | 167.3702 | 167.3708 | 19289.783 | 24.5706 | 18617.932 | 18640.695 | 17962.912 | 0 | 0 | 17932.166 | 771.7205 | 0 | 0 | 0 | 0 | 17932.166 | 771.7205 | 17028.197 | 16943.0547
5698 | 2021-08-26 09:00 | 270.65 |  | 231.25 | 16.5359 | 1.9017 | 0.2 | 36.3393 | 47.3859 | 53.6323 | 0 |  | 270.65 | 39.4258 | 233.2005 | 0.062625 | 39.4258 | 233.2005 | 0.055483 | 38.0726 | 221.7767 | 0 | 254.6523 | 254.6456 | 29349.086 | 30.5961 | 28822.69 | 28334.998 | 27172.328 | 0 | 0 | 27100.63 | 764.212 | 0 | 0 | 0 | 0 | 27100.63 | 764.212 | 26226.553 | 26095.4199
5699 | 2021-08-26 10:00 | 387.7833 |  | 301.5667 | 17.6731 | 2.0587 | 0.2 | 44.6415 | 31.2704 | 45.1356 | 0 |  | 387.7833 | 86.536 | 301.9474 | 0.089728 | 86.536 | 301.9474 | 0.079495 | 84.7278 | 287.1572 | 0 | 364.4473 | 364.4406 | 42001.83 | 37.6523 | 41703.86 | 40124.2 | 38720.883 | 0 | 0 | 38570.082 | 750.9386 | 0 | 0 | 0 | 0 | 38570.082 | 750.9386 | 37554.145 | 37366.3711
5700 | 2021-08-26 11:00 | 424.85 |  | 335.2167 | 18.8146 | 2.7425 | 0.2 | 49.3604 | 10.6758 | 40.1581 | 0 |  | 424.85 | 90.1975 | 336.0001 | 0.098304 | 90.1975 | 336.0001 | 0.087093 | 88.8013 | 319.544 | 0 | 400.1784 | 400.1407 | 46116.555 | 40.079 | 45897.28 | 43826.668 | 42266.656 | 0 | 0 | 42085.477 | 748.7728 | 0 | 0 | 0 | 0 | 42085.477 | 748.7728 | 40985.227 | 40780.3008
5701 | 2021-08-26 12:00 | 499.2 |  | 298.9167 | 19.804 | 3.6579 | 0.2 | 49.218 | 347.9579 | 40.068 | 0 |  | 499.2 | 202.0719 | 300.8738 | 0.11551 | 202.0719 | 300.8738 | 0.10234 | 198.9502 | 286.1415 | 0 | 475.3899 | 475.3392 | 54783.844 | 44.034 | 54730.105 | 51617.5 | 50242.67 | 0 | 0 | 49975.367 | 734.1921 | 0 | 0 | 0 | 0 | 49975.367 | 734.1921 | 48690.93 | 48447.4766
5702 | 2021-08-26 13:00 | 462.2333 |  | 284.4833 | 20.507 | 3.8483 | 0.2 | 44.2602 | 327.5822 | 44.9374 | 0 |  | 462.2333 | 179.8953 | 286.5763 | 0.10695 | 179.8953 | 286.5763 | 0.094757 | 176.1558 | 272.5458 | 0 | 439.7276 | 439.6695 | 50672.867 | 42.7255 | 50541 | 47860.61 | 46252.504 | 0 | 0 | 46027.312 | 737.4997 | 0 | 0 | 0 | 0 | 46027.312 | 737.4997 | 44834.168 | 44610
5703 | 2021-08-26 14:00 | 471.45 |  | 182.1833 | 20.9702 | 4.1967 | 0.2 | 35.8045 | 311.7104 | 53.4195 | 0 |  | 471.45 | 294.0369 | 184.8093 | 0.10909 | 294.0369 | 184.8093 | 0.096646 | 284.016 | 175.7644 | 0 | 450.5848 | 450.7615 | 51951.49 | 43.391 | 51843.523 | 48970.043 | 46632.797 | 0 | 0 | 46405.195 | 740.8528 | 0 | 0 | 0 | 0 | 46405.195 | 740.8528 | 45203.24 | 44977.2227
5704 | 2021-08-26 15:00 | 386.15 |  | 70.0167 | 21.0645 | 4.3792 | 0.2 | 25.2273 | 299.7131 | 64.0617 | 0 |  | 386.15 | 323.8105 | 72.0062 | 0.08935 | 323.8105 | 72.0062 | 0.07916 | 302.9145 | 68.484 | 0 | 363.9706 | 363.924 | 41942.395 | 39.0164 | 41644.44 | 39858.605 | 37825.773 | 0 | 0 | 37677.047 | 748.3345 | 0 | 0 | 0 | 0 | 37677.047 | 748.3345 | 36682.746 | 36499.332
5705 | 2021-08-26 16:00 | 165.65 |  | 65.15 | 20.4475 | 3.3446 | 0.2 | 13.4337 | 290.2754 | 75.9241 | 0 |  | 165.65 | 105.0353 | 66.8843 | 0.038329 | 105.0353 | 66.8843 | 0.033958 | 88.6574 | 63.6139 | 0 | 149.2259 | 149.0504 | 17179.143 | 28.1543 | 16491.252 | 16315.257 | 15025.548 | 0 | 0 | 15002.298 | 764.853 | 0 | 0 | 0 | 0 | 15002.298 | 764.853 | 14143.347 | 14072.6309
5706 | 2021-08-26 17:00 | 7.1667 |  | 7.1667 | 19.4354 | 2.8783 | 0.2 | 0.94984 | 282.312 | 87.7687 | 0 |  | 7.1667 | 0 | 7.1954 | 0.0016583 | 0 | 7.1954 | 0.0014692 | 0 | 6.8428 | 0 | 6.706 | 6.7062 | 772.9147 | 19.7896 | 371.9046 | 372.6385 | 364.8875 | 0 | 0 | 364.8686 | 636.5162 | 0 | 0 | 0 | 5.5478 | 359.3207 | 652.9736 | 296.025 | 294.5448303222656
5707 | 2021-08-26 18:00 | 0 |  | 0 | 18.795 | 2.5612 | 0.2
5708 | 2021-08-26 19:00 | 0 |  | 0 | 18.2294 | 3.1208 | 0.2
5709 | 2021-08-26 20:00 | 0 |  | 0 | 17.6637 | 3.2896 | 0.2
5710 | 2021-08-26 21:00 | 0 |  | 0 | 17.0981 | 2.6817 | 0.2
5711 | 2021-08-26 22:00 | 0 |  | 0 | 16.5324 | 1.9888 | 0.2
5712 | 2021-08-26 23:00 | 0 |  | 0 | 15.9873 | 2.3225 | 0.2
5713 | 2021-08-27 | 0 |  | 0 | 15.5819 | 2.4362 | 0.2
5714 | 2021-08-27 01:00 | 0 |  | 0 | 15.2621 | 2.8908 | 0.2
5715 | 2021-08-27 02:00 | 0 |  | 0 | 14.8878 | 4.4754 | 0.2
5716 | 2021-08-27 03:00 | 0 |  | 0 | 14.6605 | 5.205 | 0.2
5717 | 2021-08-27 04:00 | 0 |  | 0 | 14.4702 | 3.7325 | 0.2
5718 | 2021-08-27 05:00 | 0 |  | 0 | 14.3647 | 3.7483 | 0.2
5719 | 2021-08-27 06:00 | 3.7167 |  | 3.7167 | 14.4557 | 3.7275 | 0.2 | 1.8842 | 77.3553 | 88.2902 | 0 |  | 3.7167 | 0 | 3.8621 | 0.00085999 | 0 | 3.8621 | 0.00076191 | 0 | 3.673 | 0 | 3.5995 | 3.5997 | 414.8574 | 14.6386 | 112.7685 | 111.6064 | 111.2513 | 0 | 0 | 111.2466 | 390.7235 | 0 | 0 | 0 | 58.6494 | 52.5972 | 649.9999 | 43.1818 | 42.96586608886719
5720 | 2021-08-27 07:00 | 106.0333 |  | 91.5667 | 14.8238 | 3.3017 | 0.2 | 14.3611 | 69.3451 | 75.8498 | 0 |  | 106.0333 | 14.2551 | 92.1861 | 0.024535 | 14.2551 | 92.1861 | 0.021737 | 12.0515 | 87.6701 | 0 | 97.7272 | 97.7261 | 11263.006 | 19.8867 | 10537.948 | 10703.856 | 10272.605 | 0 | 0 | 10262.459 | 770.4043 | 0 | 0 | 0 | 0 | 10262.459 | 770.4043 | 9401.07 | 9354.0645
5721 | 2021-08-27 08:00 | 206.4 |  | 179.55 | 16.6653 | 3.35 | 0.2 | 26.1309 | 59.7996 | 63.9802 | 0 |  | 206.4 | 26.7417 | 181.0481 | 0.047758 | 26.7417 | 181.0481 | 0.042312 | 25.0306 | 172.1788 | 0 | 193.2652 | 193.268 | 22274.334 | 26.656 | 21639.85 | 21529.73 | 20785.223 | 0 | 0 | 20743.828 | 770.0303 | 0 | 0 | 0 | 0 | 20743.828 | 770.0303 | 19834.37 | 19735.1973
5722 | 2021-08-27 09:00 | 303.15 |  | 250.5 | 18.2389 | 3.25 | 0.2 | 36.6512 | 47.6018 | 53.3245 | 0 |  | 303.15 | 52.6791 | 252.8541 | 0.070145 | 52.6791 | 252.8541 | 0.062145 | 50.903 | 240.4677 | 0 | 285.5433 | 285.5386 | 32909.18 | 33.0667 | 32443.904 | 31654.66 | 30505.184 | 0 | 0 | 30413.744 | 760.5759 | 0 | 0 | 0 | 0 | 30413.744 | 760.5759 | 29511.805 | 29364.2461
5723 | 2021-08-27 10:00 | 475.3833 |  | 315.1 | 19.9172 | 3.5675 | 0.2 | 44.985 | 31.4078 | 44.7954 | 0 |  | 475.3833 | 160.8606 | 315.4859 | 0.11 | 160.8606 | 315.4859 | 0.097453 | 157.5669 | 300.0325 | 0 | 448.4475 | 448.4476 | 51683.832 | 42.8707 | 51571.414 | 48817.5 | 46931.992 | 0 | 0 | 46706.184 | 743.0169 | 0 | 0 | 0 | 0 | 46706.184 | 743.0169 | 45497.22 | 45269.7344
5724 | 2021-08-27 11:00 | 541.5833 |  | 322.95 | 21.3197 | 4.7692 | 0.2 | 49.7174 | 10.656 | 39.8021 | 0 |  | 541.5833 | 219.9865 | 324.6495 | 0.12531 | 219.9865 | 324.6495 | 0.11102 | 216.6561 | 308.7507 | 0 | 514.8987 | 514.9052 | 59345.156 | 46.2725 | 59375.67 | 55601.273 | 53890.676 | 0 | 0 | 53583.04 | 732.1545 | 0 | 0 | 0 | 0 | 53583.04 | 732.1545 | 52216.707 | 51955.6211
5725 | 2021-08-27 12:00 | 575.35 |  | 324.5667 | 22.417 | 4.8258 | 0.2 | 49.5489 | 347.751 | 39.736 | 0 |  | 575.35 | 252.9941 | 326.6224 | 0.13313 | 252.9941 | 326.6224 | 0.11795 | 249.1657 | 310.6292 | 0 | 548.599 | 548.5997 | 63226.945 | 48.9342 | 63325.74 | 58789.05 | 56601.418 | 0 | 0 | 56257.613 | 727.5484 | 0 | 0 | 0 | 0 | 56257.613 | 727.5484 | 54831.508 | 54557.3516
5726 | 2021-08-27 13:00 | 519.75 |  | 287.2833 | 23.0541 | 4.9208 | 0.2 | 44.5348 | 327.2621 | 44.6625 | 0 |  | 519.75 | 235.2408 | 289.3854 | 0.12026 | 235.2408 | 289.3854 | 0.10655 | 230.4299 | 275.2173 | 0 | 495.5343 | 495.4756 | 57105.07 | 46.9002 | 57094.28 | 53345.656 | 51605.766 | 0 | 0 | 51319.766 | 730.3881 | 0 | 0 | 0 | 0 | 51319.766 | 730.3881 | 50004.64 | 49754.6172
5727 | 2021-08-27 14:00 | 327.35 |  | 267.55 | 23.0275 | 5.6467 | 0.2 | 36.0209 | 311.359 | 53.2045 | 0 |  | 327.35 | 60.7754 | 270.7965 | 0.075744 | 60.7754 | 270.7965 | 0.067106 | 58.7299 | 257.534 | 0 | 309.9386 | 309.9027 | 35717.195 | 37.4579 | 35302.176 | 33978.66 | 32985.332 | 0 | 0 | 32874.613 | 749.4273 | 0 | 0 | 0 | 0 | 32874.613 | 749.4273 | 31943.469 | 31783.752
5728 | 2021-08-27 15:00 | 211.1833 |  | 185.7167 | 22.4559 | 5.65 | 0.2 | 25.3978 | 299.3653 | 63.8937 | 0 |  | 211.1833 | 26.0779 | 187.7278 | 0.048865 | 26.0779 | 187.7278 | 0.043292 | 24.4129 | 178.5333 | 0 | 198.8873 | 198.8854 | 22922.402 | 31.7155 | 22296.95 | 21839.668 | 20940.637 | 0 | 0 | 20897.111 | 760.8211 | 0 | 0 | 0 | 0 | 20897.111 | 760.8211 | 19988.414 | 19888.4727
5729 | 2021-08-27 16:00 | 88.9 |  | 69.65 | 21.6165 | 5.7742 | 0.2 | 13.5717 | 289.9359 | 75.7893 | 0 |  | 88.9 | 20.1051 | 70.0462 | 0.02057 | 20.1051 | 70.0462 | 0.018224 | 17.0087 | 66.6172 | 0 | 81.9534 | 81.9484 | 9444.866 | 25.4103 | 8725.068 | 8712.621 | 8385.798 | 0 | 0 | 8378.547 | 751.1016 | 0 | 0 | 0 | 0 | 8378.547 | 751.1016 | 7528.3003 | 7490.6587
5730 | 2021-08-27 17:00 | 1.9 |  | 1.9 | 20.6096 | 5.7396 | 0.2 | 1.0665 | 281.9735 | 87.7188 | 0 |  | 1.9 | 0 | 1.9714 | 0.00043963 | 0 | 1.9714 | 0.0003895 | 0 | 1.8748 | 0 | 1.8373 | 1.8376 | 211.7841 | 20.6948 | 29.6377 | 29.5098 | 29.3858 | 0 | 0 | 29.3846 | 201.267 | 0 | 0 | 0 | 29.3846 | 0 | 650 | 0 | 0
5731 | 2021-08-27 18:00 | 0 |  | 0 | 19.8248 | 5.2317 | 0.2
5732 | 2021-08-27 19:00 | 0 |  | 0 | 19.1311 | 4.475 | 0.2
5733 | 2021-08-27 20:00 | 0 |  | 0 | 18.2653 | 5.025 | 0.2
5734 | 2021-08-27 21:00 | 0 |  | 0 | 17.3757 | 4.3904 | 0.2
5735 | 2021-08-27 22:00 | 0 |  | 0 | 16.9625 | 4.4758 | 0.2
5736 | 2021-08-27 23:00 | 0 |  | 0 | 16.3283 | 4.1017 | 0.2
5737 | 2021-08-28 | 0 |  | 0 | 15.5566 | 4.0775 | 0.2
5738 | 2021-08-28 01:00 | 0 |  | 0 | 14.7527 | 3.6 | 0.2
5739 | 2021-08-28 02:00 | 0 |  | 0 | 13.9073 | 4.1692 | 0.2
5740 | 2021-08-28 03:00 | 0 |  | 0 | 13.3697 | 4.5775 | 0.2
5741 | 2021-08-28 04:00 | 0 |  | 0 | 12.9055 | 3.6704 | 0.2
5742 | 2021-08-28 05:00 | 0 |  | 0 | 12.6067 | 2.93 | 0.2
5743 | 2021-08-28 06:00 | 6.6167 |  | 6.6167 | 12.8916 | 2.3679 | 0.2 | 2.1261 | 77.6214 | 88.0885 | 0 |  | 6.6167 | 0 | 6.7675 | 0.001531 | 0 | 6.7675 | 0.0013564 | 0 | 6.4361 | 0 | 6.3073 | 6.307 | 726.887 | 13.2326 | 333.7838 | 333.7084 | 327.7162 | 0 | 0 | 327.7007 | 635.1268 | 0 | 0 | 0 | 4.3758 | 323.325 | 653.8657 | 266.2616 | 264.9303283691406
5744 | 2021-08-28 07:00 | 142.8333 |  | 88.1 | 14.5762 | 1.7517 | 0.2 | 14.6199 | 69.6029 | 75.595 | 0 |  | 142.8333 | 53.9323 | 88.024 | 0.03305 | 53.9323 | 88.024 | 0.029281 | 45.7866 | 83.7098 | 0 | 126.9065 | 126.9521 | 14631.485 | 21.6338 | 13918.049 | 14060.519 | 13405.345 | 0 | 0 | 13388.395 | 774.3218 | 0 | 0 | 3.5536 | 0 | 13384.842 | 771.4017 | 12567.924 | 12505.085
5745 | 2021-08-28 08:00 | 339.8333 |  | 134.5 | 16.6951 | 2.0088 | 0.2 | 26.4142 | 60.0468 | 63.7011 | 0 |  | 339.8333 | 204.4846 | 135.2728 | 0.078633 | 204.4846 | 135.2728 | 0.069665 | 191.6302 | 128.6448 | 0 | 313.8696 | 313.8942 | 36177.43 | 33.9424 | 35770.86 | 34809.184 | 33321.89 | 0 | 0 | 33213.375 | 763.5428 | 0 | 0 | 0 | 0 | 33213.375 | 763.5428 | 32277.316 | 32115.9297
5746 | 2021-08-28 09:00 | 472.9667 |  | 215 | 18.5768 | 2.6167 | 0.2 | 36.9658 | 47.82 | 53.0141 | 0 |  | 472.9667 | 258.0826 | 216.3593 | 0.10944 | 258.0826 | 216.3593 | 0.096957 | 249.5373 | 205.7607 | 0 | 446.1921 | 446.184 | 51421.17 | 42.4241 | 51303.766 | 48634.754 | 47063.84 | 0 | 0 | 46834.867 | 741.205 | 0 | 0 | 0 | 0 | 46834.867 | 741.205 | 45622.91 | 45394.7969
5747 | 2021-08-28 10:00 | 533.2667 |  | 282.4 | 20.0845 | 3.7821 | 0.2 | 45.3314 | 31.5465 | 44.4524 | 0 |  | 533.2667 | 251.7447 | 283.5684 | 0.12339 | 251.7447 | 283.5684 | 0.10932 | 246.6947 | 269.6793 | 0 | 506.0465 | 506.0519 | 58323.855 | 45.7347 | 58336.008 | 54726.15 | 52390.285 | 0 | 0 | 52102.496 | 735.8323 | 0 | 0 | 0 | 0 | 52102.496 | 735.8323 | 50769.594 | 50515.7461
5748 | 2021-08-28 11:00 | 632.5333 |  | 272.3667 | 21.3749 | 3.6929 | 0.2 | 50.0772 | 10.634 | 39.4433 | 0 |  | 632.5333 | 362.3582 | 274.927 | 0.14636 | 362.3582 | 274.927 | 0.12967 | 356.9944 | 261.4647 | 0 | 606.09 | 606.064 | 69851.22 | 52.2193 | 70057.164 | 64341.55 | 62073.312 | 0 | 0 | 61649.676 | 718.0231 | 0 | 0 | 0 | 0 | 61649.676 | 718.0231 | 60105.496 | 59804.9688
5749 | 2021-08-28 12:00 | 548.2833 |  | 332.3167 | 22.118 | 2.8421 | 0.2 | 49.8818 | 347.538 | 39.402 | 0 |  | 548.2833 | 217.8458 | 334.3973 | 0.12687 | 217.8458 | 334.3973 | 0.1124 | 214.6173 | 318.0234 | 0 | 521.9879 | 521.8952 | 60149.723 | 49.7272 | 60194.582 | 55731.05 | 53749.17 | 0 | 0 | 53436.09 | 724.4446 | 0 | 0 | 0 | 0 | 53436.09 | 724.4446 | 52073.062 | 51812.6992
5750 | 2021-08-28 13:00 | 558.2667 |  | 266.0333 | 22.6305 | 2.7604 | 0.2 | 44.8101 | 326.9351 | 44.3871 | 0 |  | 558.2667 | 295.6812 | 269.0527 | 0.12918 | 295.6812 | 269.0527 | 0.11444 | 289.7324 | 255.882 | 0 | 534.7022 | 534.5126 | 61604.42 | 51.0126 | 61674.316 | 56849.875 | 54714.465 | 0 | 0 | 54384.11 | 719.2658 | 0 | 0 | 0 | 0 | 54384.11 | 719.2658 | 52999.79 | 52734.793
5751 | 2021-08-28 14:00 | 512.2167 |  | 143.9333 | 22.8665 | 3.0387 | 0.2 | 36.2372 | 311.002 | 52.9898 | 0 |  | 512.2167 | 374.2251 | 146.8608 | 0.11852 | 374.2251 | 146.8608 | 0.105 | 361.7855 | 139.6745 | 0 | 491.4308 | 491.4038 | 56635.68 | 48.6311 | 56615.17 | 52575.992 | 50662.05 | 0 | 0 | 50381.555 | 724.3195 | 0 | 0 | 0 | 0 | 50381.555 | 724.3195 | 49087.83 | 48842.3867
5752 | 2021-08-28 15:00 | 364.5667 |  | 88.8167 | 22.5922 | 2.5033 | 0.2 | 25.5678 | 299.0131 | 63.7263 | 0 |  | 364.5667 | 282.2901 | 91.0781 | 0.084356 | 282.2901 | 91.0781 | 0.074735 | 264.4579 | 86.623 | 0 | 344.0594 | 344.2764 | 39678.84 | 41.088 | 39338.504 | 37398.41 | 35184.395 | 0 | 0 | 35056.3 | 749.6169 | 0 | 0 | 0 | 0 | 35056.3 | 749.6169 | 34095.18 | 33924.7031
5753 | 2021-08-28 16:00 | 190.5 |  | 74.2833 | 21.6992 | 2.4362 | 0.2 | 13.7092 | 289.5928 | 75.6549 | 0 |  | 190.5 | 121.2989 | 76.0368 | 0.044079 | 121.2989 | 76.0368 | 0.039052 | 102.845 | 72.3181 | 0 | 171.6598 | 171.7266 | 19791.545 | 30.9532 | 19131.365 | 18761.938 | 17433.92 | 0 | 0 | 17401.824 | 759.218 | 0 | 0 | 0 | 0 | 17401.824 | 759.218 | 16503.031 | 16420.5176
5754 | 2021-08-28 17:00 | 7.9167 |  | 7.9167 | 20.3956 | 2.5525 | 0.2 | 1.1831 | 281.632 | 87.6692 | 0 |  | 7.9167 | 0 | 7.9367 | 0.0018318 | 0 | 7.9367 | 0.0016229 | 0 | 7.5478 | 0 | 7.3968 | 7.3969 | 852.5272 | 20.7921 | 439.2144 | 440.7581 | 430.9136 | 0 | 0 | 430.8875 | 640.5095 | 0 | 0 | 0 | 4.4328 | 426.4548 | 654.9835 | 351.5996 | 349.8416442871094
5755 | 2021-08-28 18:00 | 0 |  | 0 | 19.4108 | 1.9646 | 0.2
5756 | 2021-08-28 19:00 | 0 |  | 0 | 18.4924 | 2.2088 | 0.2
5757 | 2021-08-28 20:00 | 0 |  | 0 | 17.574 | 2.6354 | 0.2
5758 | 2021-08-28 21:00 | 0 |  | 0 | 16.6556 | 2.5187 | 0.2
5759 | 2021-08-28 22:00 | 0 |  | 0 | 15.7434 | 1.4179 | 0.2
5760 | 2021-08-28 23:00 | 0 |  | 0 | 14.8812 | 1.4467 | 0.2
5761 | 2021-08-29 | 0 |  | 0 | 14.0955 | 1.8983 | 0.2
5762 | 2021-08-29 01:00 | 0 |  | 0 | 13.2996 | 1.8017 | 0.2
5763 | 2021-08-29 02:00 | 0 |  | 0 | 12.5462 | 1.5654 | 0.2
5764 | 2021-08-29 03:00 | 0 |  | 0 | 12.0814 | 1.08 | 0.2
5765 | 2021-08-29 04:00 | 0 |  | 0 | 11.6817 | 0.55083 | 0.2
5766 | 2021-08-29 05:00 | 0 |  | 0 | 11.4365 | 0.82333 | 0.2
5767 | 2021-08-29 06:00 | 7.9667 |  | 7.9667 | 11.7871 | 0.77667 | 0.2 | 2.3706 | 77.8889 | 87.8846 | 0 |  | 7.9667 | 0 | 8.0996 | 0.0018434 | 0 | 8.0996 | 0.0016332 | 0 | 7.7029 | 0 | 7.5489 | 7.5493 | 870.0659 | 12.2258 | 454.1976 | 458.7525 | 448.9112 | 0 | 0 | 448.885 | 666.9538 | 0 | 0 | 0 | 0 | 448.885 | 666.9538 | 370.1865 | 368.33551025390625
5768 | 2021-08-29 07:00 | 151.6 |  | 95.5833 | 13.572 | 0.6475 | 0.2 | 14.8812 | 69.8626 | 75.3377 | 0 |  | 151.6 | 55.1965 | 95.4792 | 0.035078 | 55.1965 | 95.4792 | 0.031078 | 47.0503 | 90.7996 | 0 | 135.0929 | 135.0932 | 15569.966 | 21.4691 | 14862.894 | 15021.745 | 14233.662 | 0 | 0 | 14214.676 | 780.4658 | 0 | 0 | -0.45767 | 0 | 14215.133 | 779.9033 | 13375.112 | 13308.2363
5769 | 2021-08-29 08:00 | 326.4833 |  | 152.7167 | 15.7073 | 1.3804 | 0.2 | 26.6999 | 60.2962 | 63.4196 | 0 |  | 326.4833 | 173.0313 | 153.4652 | 0.075544 | 173.0313 | 153.4652 | 0.066928 | 162.3461 | 145.9458 | 0 | 302.1261 | 302.1568 | 34824.586 | 32.7912 | 34393.42 | 33588.36 | 32159.486 | 0 | 0 | 32059.326 | 765.0352 | 0 | 0 | 0 | 0 | 32059.326 | 765.0352 | 31140.398 | 30984.6973
5770 | 2021-08-29 09:00 | 504.8167 |  | 174.4167 | 17.8569 | 2.1812 | 0.2 | 37.283 | 48.0406 | 52.7012 | 0 |  | 504.8167 | 330.5148 | 175.7893 | 0.11681 | 330.5148 | 175.7893 | 0.10349 | 319.7687 | 167.1782 | 0 | 477.2079 | 477.2176 | 55001.496 | 43.8733 | 54951.992 | 51855.53 | 50111.42 | 0 | 0 | 49846.37 | 736.8013 | 0 | 0 | 0 | 0 | 49846.37 | 736.8013 | 48564.89 | 48322.0664
5771 | 2021-08-29 10:00 | 639.45 |  | 190.7667 | 19.8103 | 2.9667 | 0.2 | 45.6806 | 31.6865 | 44.1067 | 0 |  | 639.45 | 450.2085 | 193.1285 | 0.14796 | 450.2085 | 193.1285 | 0.13109 | 441.3625 | 183.6706 | 0 | 612.5323 | 612.4961 | 70593.06 | 52.0294 | 70810.125 | 65073.855 | 62989.184 | 0 | 0 | 62552.86 | 717.8664 | 0 | 0 | 0 | 0 | 62552.86 | 717.8664 | 60988.49 | 60683.5469
5772 | 2021-08-29 11:00 | 684.9167 |  | 226.9333 | 21.3221 | 4.0079 | 0.2 | 50.4397 | 10.6098 | 39.0818 | 0 |  | 684.9167 | 460.7225 | 229.7698 | 0.15848 | 460.7225 | 229.7698 | 0.14041 | 454.0563 | 218.5195 | 0 | 659.1243 | 659.1816 | 75973.67 | 54.3925 | 76262.94 | 69532.83 | 66840.055 | 0 | 0 | 66338.53 | 711.6196 | 0 | 0 | 0 | 0 | 66338.53 | 711.6196 | 64637.7 | 64314.5117
5773 | 2021-08-29 12:00 | 669.8667 |  | 236.1167 | 22.3586 | 4.0983 | 0.2 | 50.2164 | 347.3188 | 39.0662 | 0 |  | 669.8667 | 437.4747 | 238.9298 | 0.155 | 437.4747 | 238.9298 | 0.13732 | 431.1266 | 227.2324 | 0 | 645.1919 | 645.0461 | 74343.89 | 54.587 | 74611.9 | 67978.44 | 65758.54 | 0 | 0 | 65273.664 | 710.5972 | 0 | 0 | 0 | 0 | 65273.664 | 710.5972 | 63611.695 | 63293.6367
5774 | 2021-08-29 13:00 | 641.1667 |  | 179.2333 | 23.0088 | 4.3775 | 0.2 | 45.0857 | 326.6012 | 44.1112 | 0 |  | 641.1667 | 467.3213 | 182.4163 | 0.14836 | 467.3213 | 182.4163 | 0.13144 | 458.0725 | 173.4884 | 0 | 618.9297 | 618.7555 | 71312.836 | 53.5335 | 71538.15 | 65397.418 | 62985.055 | 0 | 0 | 62540.465 | 714.1014 | 0 | 0 | 0 | 0 | 62540.465 | 714.1014 | 60976.535 | 60671.6523
5775 | 2021-08-29 14:00 | 527.8333 |  | 128.55 | 23.176 | 3.4704 | 0.2 | 36.4531 | 310.6395 | 52.7755 | 0 |  | 527.8333 | 405.6544 | 131.3488 | 0.12213 | 405.6544 | 131.3488 | 0.1082 | 392.3367 | 124.9219 | 0 | 506.9134 | 506.5675 | 58383.91 | 49.2191 | 58395.24 | 54130.83 | 51555.566 | 0 | 0 | 51267.223 | 726.3695 | 0 | 0 | 0 | 0 | 51267.223 | 726.3695 | 49953.293 | 49703.5273
5776 | 2021-08-29 15:00 | 365.7667 |  | 93.3667 | 22.7046 | 2.8992 | 0.2 | 25.7374 | 298.6566 | 63.5594 | 0 |  | 365.7667 | 278.7842 | 95.6801 | 0.084633 | 278.7842 | 95.6801 | 0.074981 | 261.3588 | 90.9998 | 0 | 345.3114 | 345.0301 | 39766.516 | 40.91 | 39427.496 | 37511.914 | 35297.32 | 0 | 0 | 35168.645 | 750.7397 | 0 | 0 | 0 | 0 | 35168.645 | 750.7397 | 34206.086 | 34035.0547
5777 | 2021-08-29 16:00 | 167.0333 |  | 77.4167 | 21.5879 | 3.4596 | 0.2 | 13.8463 | 289.2463 | 75.521 | 0 |  | 167.0333 | 93.4747 | 78.9451 | 0.038649 | 93.4747 | 78.9451 | 0.034242 | 79.4251 | 75.084 | 0 | 151.4189 | 151.3436 | 17442.846 | 29.3725 | 16756.059 | 16517.117 | 15464.59 | 0 | 0 | 15439.605 | 758.9181 | 0 | 0 | 0 | 0 | 15439.605 | 758.9181 | 14571.389 | 14498.5312
5778 | 2021-08-29 17:00 | 7.45 |  | 7.45 | 20.1688 | 3.4983 | 0.2 | 1.2995 | 281.2875 | 87.6198 | 0 |  | 7.45 | 0 | 7.4983 | 0.0017238 | 0 | 7.4983 | 0.0015272 | 0 | 7.1309 | 0 | 6.9882 | 6.9888 | 805.5068 | 20.5276 | 399.3098 | 400.3482 | 391.4083 | 0 | 0 | 391.3866 | 637.2047 | 0 | 0 | 0 | 5.0723 | 386.3142 | 652.8539 | 318.3606 | 316.76873779296875
5779 | 2021-08-29 18:00 | 0 |  | 0 | 19.1988 | 3.7896 | 0.2
5780 | 2021-08-29 19:00 | 0 |  | 0 | 18.3149 | 2.8729 | 0.2
5781 | 2021-08-29 20:00 | 0 |  | 0 | 17.431 | 1.6687 | 0.2
5782 | 2021-08-29 21:00 | 0 |  | 0 | 16.5471 | 1.4129 | 0.2
5783 | 2021-08-29 22:00 | 0 |  | 0 | 15.6689 | 1.4 | 0.2
5784 | 2021-08-29 23:00 | 0 |  | 0 | 14.8276 | 1.4 | 0.2
5785 | 2021-08-30 | 0 |  | 0 | 13.9958 | 1.3758 | 0.2
5786 | 2021-08-30 01:00 | 0 |  | 0 | 13.1274 | 1.3225 | 0.2
5787 | 2021-08-30 02:00 | 0 |  | 0 | 12.3023 | 2.0054 | 0.2
5788 | 2021-08-30 03:00 | 0 |  | 0 | 11.7861 | 2.7837 | 0.2
5789 | 2021-08-30 04:00 | 0 |  | 0 | 11.3398 | 2.8517 | 0.2
5790 | 2021-08-30 05:00 | 0 |  | 0 | 11.0617 | 2.5154 | 0.2
5791 | 2021-08-30 06:00 | 9.35 |  | 9.35 | 11.4745 | 2.1662 | 0.2 | 2.6178 | 78.1578 | 87.6787 | 0 |  | 9.35 | 0 | 9.4579 | 0.0021635 | 0 | 9.4579 | 0.0019167 | 0 | 8.9947 | 0 | 8.8148 | 8.8142 | 1015.8733 | 11.9554 | 580.6618 | 590.938 | 575.9566 | 0 | 0 | 575.9152 | 678.9921 | 0 | 0 | 0 | 0 | 575.9152 | 678.9921 | 475.627 | 473.2489013671875
5792 | 2021-08-30 07:00 | 186.8333 |  | 73.9167 | 13.6345 | 1.7017 | 0.2 | 15.1448 | 70.1241 | 75.0781 | 0 |  | 186.8333 | 111.2628 | 74.1458 | 0.043231 | 111.2628 | 74.1458 | 0.0383 | 95.216 | 70.5114 | 0 | 162.4128 | 162.5115 | 18729.883 | 22.6895 | 18052.88 | 18174.684 | 17219.324 | 0 | 0 | 17191.633 | 779.6168 | 0 | 0 | 4.1378 | 0 | 17187.496 | 778.2965 | 16291.168 | 16209.7119
5793 | 2021-08-30 08:00 | 391 |  | 81.2167 | 16.0865 | 1.75 | 0.2 | 26.988 | 60.5479 | 63.1357 | 0 |  | 391 | 308.4423 | 82.3736 | 0.090472 | 308.4423 | 82.3736 | 0.080154 | 289.7325 | 78.3377 | 0 | 360.7089 | 360.7421 | 41576.734 | 36.1427 | 41270.793 | 39891.844 | 38179.96 | 0 | 0 | 38036.26 | 758.42 | 0 | 0 | 0 | 0 | 38036.26 | 758.42 | 37033.246 | 36848.082
5794 | 2021-08-30 09:00 | 560.8333 |  | 107.95 | 18.403 | 1.5775 | 0.2 | 37.6026 | 48.2635 | 52.3858 | 0 |  | 560.8333 | 452.9951 | 109.5611 | 0.12977 | 452.9951 | 109.5611 | 0.11497 | 438.5343 | 104.1945 | 0 | 531.8743 | 531.8713 | 61299.145 | 48.2065 | 61364.66 | 57103 | 54946.445 | 0 | 0 | 54625.777 | 731.5273 | 0 | 0 | 0 | 0 | 54625.777 | 731.5273 | 53236.043 | 52969.8633
5795 | 2021-08-30 10:00 | 695.4 |  | 120.3333 | 20.4344 | 1.3 | 0.2 | 46.0326 | 31.8279 | 43.7583 | 0 |  | 695.4 | 576.9638 | 122.267 | 0.16091 | 576.9638 | 122.267 | 0.14256 | 565.8621 | 116.2795 | 0 | 668.4988 | 668.556 | 77052.83 | 58.373 | 77356.64 | 69582.21 | 67644.055 | 0 | 0 | 67115.23 | 700.5181 | 0 | 0 | 0 | 0 | 67115.23 | 700.5181 | 65385.805 | 65058.875
5796 | 2021-08-30 11:00 | 763.2667 |  | 129.7667 | 22.0624 | 1.5967 | 0.2 | 50.8049 | 10.5835 | 38.7176 | 0 |  | 763.2667 | 637.2234 | 131.9806 | 0.17661 | 637.2234 | 131.9806 | 0.15647 | 628.2135 | 125.5188 | 0 | 738.6576 | 738.5371 | 85119.97 | 63.4104 | 85502.27 | 75566.445 | 73000.46 | 0 | 0 | 72369.61 | 688.7202 | 0 | 0 | 0 | 0 | 72369.61 | 688.7202 | 70441.516 | 70089.3047
5797 | 2021-08-30 12:00 | 748.6 |  | 142.3333 | 23.1873 | 1.9242 | 0.2 | 50.5526 | 347.0933 | 38.7287 | 0 |  | 748.6 | 611.404 | 144.8338 | 0.17322 | 611.404 | 144.8338 | 0.15346 | 602.7189 | 137.7439 | 0 | 725.6535 | 725.3801 | 83599.71 | 63.198 | 83968.11 | 74253.836 | 70973.766 | 0 | 0 | 70368.234 | 690.2649 | 0 | 0 | 0 | 0 | 70368.234 | 690.2649 | 68516.9 | 68174.3125
5798 | 2021-08-30 13:00 | 682.5167 |  | 141.05 | 23.7405 | 1.8983 | 0.2 | 45.3618 | 326.2605 | 43.835 | 0 |  | 682.5167 | 547.7098 | 143.6987 | 0.15792 | 547.7098 | 143.6987 | 0.13991 | 537.0473 | 136.6654 | 0 | 660.2384 | 660.1049 | 76077.836 | 60.1935 | 76365.984 | 68233.48 | 66121.67 | 0 | 0 | 65605.5 | 694.9748 | 0 | 0 | 0 | 0 | 65605.5 | 694.9748 | 63931.46 | 63611.8008
5799 | 2021-08-30 14:00 | 551.75 |  | 106.8167 | 23.7914 | 2.3346 | 0.2 | 36.6688 | 310.2714 | 52.5615 | 0 |  | 551.75 | 451.9544 | 109.2651 | 0.12767 | 451.9544 | 109.2651 | 0.11311 | 437.2997 | 103.9184 | 0 | 530.3937 | 530.1921 | 61106.664 | 52.4948 | 61165.98 | 56079.04 | 53343.043 | 0 | 0 | 53024.723 | 717.9993 | 0 | 0 | 0 | 0 | 53024.723 | 717.9993 | 51670.97 | 51412.6172
5800 | 2021-08-30 15:00 | 374.3667 |  | 83.6167 | 23.0983 | 2.5717 | 0.2 | 25.9064 | 298.2959 | 63.3932 | 0 |  | 374.3667 | 297.4835 | 85.8019 | 0.086623 | 297.4835 | 85.8019 | 0.076744 | 279.0836 | 81.6051 | 0 | 353.4749 | 353.2094 | 40709.414 | 42.0151 | 40388.086 | 38291.7 | 36170.2 | 0 | 0 | 36032.016 | 742.4008 | 0 | 0 | 0 | 0 | 36032.016 | 742.4008 | 35058.766 | 34883.4727
5801 | 2021-08-30 16:00 | 174.9167 |  | 69.6667 | 21.9285 | 3.0733 | 0.2 | 13.983 | 288.8964 | 75.3876 | 0 |  | 174.9167 | 109.7106 | 71.4259 | 0.040473 | 109.7106 | 71.4259 | 0.035858 | 93.4173 | 67.933 | 0 | 158.1233 | 157.8996 | 18198.404 | 30.1943 | 17519.668 | 17225.871 | 16107.177 | 0 | 0 | 16080.017 | 757.2736 | 0 | 0 | 0 | 0 | 16080.017 | 757.2736 | 15199.844 | 15123.8447
5802 | 2021-08-30 17:00 | 6.2333 |  | 6.2333 | 20.3966 | 2.7696 | 0.2 | 1.4157 | 280.9401 | 87.5707 | 0 |  | 6.2333 | 0 | 6.3198 | 0.0014423 | 0 | 6.3198 | 0.0012778 | 0 | 6.01 | 0 | 5.8898 | 5.8899 | 678.8179 | 20.7092 | 294.7103 | 294.4194 | 289.6693 | 0 | 0 | 289.6565 | 611.0071 | 0 | 0 | 0 | 12.2652 | 277.3912 | 649.9995 | 228.316 | 227.1744384765625
5803 | 2021-08-30 18:00 | 0 |  | 0 | 19.5042 | 1.5842 | 0.2
5804 | 2021-08-30 19:00 | 0 |  | 0 | 18.7346 | 0.79125 | 0.2
5805 | 2021-08-30 20:00 | 0 |  | 0 | 17.965 | 0.625 | 0.2
5806 | 2021-08-30 21:00 | 0 |  | 0 | 17.1954 | 0.68708 | 0.2
5807 | 2021-08-30 22:00 | 0 |  | 0 | 16.4257 | 0.67583 | 0.2
5808 | 2021-08-30 23:00 | 0 |  | 0 | 15.6928 | 0.50167 | 0.2
5809 | 2021-08-31 | 0 |  | 0 | 15.1677 | 0.35 | 0.2
5810 | 2021-08-31 01:00 | 0 |  | 0 | 14.5562 | 0.49833 | 0.2
5811 | 2021-08-31 02:00 | 0 |  | 0 | 13.9593 | 0.7225 | 0.2
5812 | 2021-08-31 03:00 | 0 |  | 0 | 13.5873 | 1.0242 | 0.2
5813 | 2021-08-31 04:00 | 0 |  | 0 | 13.2661 | 0.99833 | 0.2
5814 | 2021-08-31 05:00 | 0 |  | 0 | 13.0831 | 1.3862 | 0.2
5815 | 2021-08-31 06:00 | 11.5667 |  | 11.3667 | 13.5399 | 1.3596 | 0.2 | 2.8673 | 78.4281 | 87.44 | 0 |  | 11.5667 | 0.10263 | 11.4243 | 0.0026764 | 0.10263 | 11.4243 | 0.0023711 | 0.033497 | 10.8647 | 0 | 10.6802 | 10.6803 | 1230.9296 | 14.1444 | 771.3441 | 787.3339 | 765.6507 | 0 | 0 | 765.5778 | 683.0142 | 0 | 0 | 0 | 0 | 765.5778 | 683.0142 | 633.6144 | 630.4463500976562
5816 | 2021-08-31 07:00 | 185.35 |  | 80.7167 | 15.5823 | 2.3125 | 0.2 | 15.4108 | 70.3874 | 74.8162 | 0 |  | 185.35 | 103.1004 | 80.9344 | 0.042887 | 103.1004 | 80.9344 | 0.037996 | 88.5681 | 76.9673 | 0 | 162.2247 | 162.3492 | 18711.482 | 24.3804 | 18034.203 | 18063.008 | 17195.617 | 0 | 0 | 17167.283 | 772.3584 | 0 | 0 | 0 | 0 | 17167.283 | 772.3584 | 16271.199 | 16189.8438
5817 | 2021-08-31 08:00 | 420.0167 |  | 96.9167 | 18.125 | 3.8692 | 0.2 | 27.2783 | 60.8018 | 62.8497 | 0 |  | 420.0167 | 321.6706 | 98.0411 | 0.097186 | 321.6706 | 98.0411 | 0.086103 | 302.5052 | 93.2373 | 0 | 387.8277 | 387.8553 | 44701.105 | 37.7065 | 44454.695 | 42765.79 | 40816.05 | 0 | 0 | 40649.152 | 753.3849 | 0 | 0 | 0 | 0 | 40649.152 | 753.3849 | 39583.18 | 39385.2656
5818 | 2021-08-31 09:00 | 550.1333 |  | 130.1333 | 20.2577 | 3.9192 | 0.2 | 37.9245 | 48.4889 | 52.0682 | 0 |  | 550.1333 | 420.0618 | 131.8539 | 0.12729 | 420.0618 | 131.8539 | 0.11278 | 406.8976 | 125.3953 | 0 | 521.6471 | 521.654 | 60121.44 | 46.5344 | 60166.137 | 56296.625 | 54259.11 | 0 | 0 | 53950.547 | 734.1853 | 0 | 0 | 0 | 0 | 53950.547 | 734.1853 | 52575.953 | 52313.0742
5819 | 2021-08-31 10:00 | 648 |  | 196.2 | 21.9972 | 5.4867 | 0.2 | 46.3871 | 31.9708 | 43.4073 | 0 |  | 648 | 453.2456 | 198.5672 | 0.14994 | 453.2456 | 198.5672 | 0.13284 | 444.7069 | 188.8427 | 0 | 620.8787 | 620.8738 | 71555.23 | 51.1189 | 71786.805 | 66179.516 | 64033.58 | 0 | 0 | 63585.773 | 720.3625 | 0 | 0 | 0 | 0 | 63585.773 | 720.3625 | 61984.64 | 61674.7188
5820 | 2021-08-31 11:00 | 684.15 |  | 235.7333 | 23.1808 | 6.7538 | 0.2 | 51.1726 | 10.5549 | 38.3508 | 0 |  | 684.15 | 451.0061 | 238.5628 | 0.1583 | 451.0061 | 238.5628 | 0.14025 | 444.7763 | 226.8817 | 0 | 658.2248 | 658.168 | 75853.484 | 52.3223 | 76142.195 | 69916.336 | 67545.28 | 0 | 0 | 67045.59 | 717.7704 | 0 | 0 | 0 | 0 | 67045.59 | 717.7704 | 65318.746 | 64992.1523
5821 | 2021-08-31 12:00 | 578.4334 |  | 322.8833 | 23.8599 | 7.5838 | 0.2 | 50.8904 | 346.8616 | 38.3897 | 0 |  | 578.4334 | 257.6867 | 324.9168 | 0.13384 | 257.6867 | 324.9168 | 0.11858 | 254.1039 | 309.007 | 0 | 551.8487 | 551.8784 | 63605.73 | 47.3896 | 63711.066 | 59450.867 | 57304.215 | 0 | 0 | 56957.996 | 731.9995 | 0 | 0 | 0 | 0 | 56957.996 | 731.9995 | 55516.37 | 55238.7891
5822 | 2021-08-31 13:00 | 540.2667 |  | 299.2167 | 24.175 | 7.6033 | 0.2 | 45.6382 | 325.9129 | 43.5585 | 0 |  | 540.2667 | 243.7972 | 301.3563 | 0.12501 | 243.7972 | 301.3563 | 0.11075 | 239.1289 | 286.6018 | 0 | 515.2161 | 515.1506 | 59373.695 | 46.1193 | 59404.156 | 55650.527 | 52876.27 | 0 | 0 | 52582.293 | 733.9998 | 0 | 0 | 0 | 0 | 52582.293 | 733.9998 | 51238.53 | 50982.3398
5823 | 2021-08-31 14:00 | 424.85 |  | 241.6 | 23.984 | 6.9912 | 0.2 | 36.884 | 309.898 | 52.3481 | 0 |  | 424.85 | 186.1096 | 243.5356 | 0.098304 | 186.1096 | 243.5356 | 0.087093 | 180.1492 | 231.6134 | 0 | 403.5273 | 403.5512 | 46510.758 | 41.6599 | 46299.15 | 43982.39 | 42034.613 | 0 | 0 | 41851.395 | 743.2115 | 0 | 0 | 0 | 0 | 41851.395 | 743.2115 | 40756.715 | 40552.9297
5824 | 2021-08-31 15:00 | 260.0333 |  | 199.0833 | 23.2073 | 6.7646 | 0.2 | 26.0748 | 297.9312 | 63.2275 | 0 |  | 260.0333 | 62.3447 | 200.0924 | 0.060168 | 62.3447 | 200.0924 | 0.053306 | 58.5287 | 190.2968 | 0 | 243.849 | 243.7897 | 28097.744 | 33.9962 | 27551.135 | 26798.152 | 25787.229 | 0 | 0 | 25720.479 | 753.4085 | 0 | 0 | 0 | 0 | 25720.479 | 753.4085 | 24863.084 | 24738.7676
5825 | 2021-08-31 16:00 | 113.8833 |  | 85.0833 | 21.9844 | 6.6571 | 0.2 | 14.1193 | 288.5432 | 75.2546 | 0 |  | 113.8833 | 30.0016 | 85.5978 | 0.026351 | 30.0016 | 85.5978 | 0.023346 | 25.5986 | 81.4078 | 0 | 104.8663 | 104.8351 | 12082.438 | 26.6467 | 11359.218 | 11299.449 | 10752.658 | 0 | 0 | 10740.889 | 757.1145 | 0 | 0 | 0 | 0 | 10740.889 | 757.1145 | 9887.194 | 9837.7578
5826 | 2021-08-31 17:00 | 1.3167 |  | 1.3167 | 20.6539 | 7.6025 | 0.2 | 1.5318 | 280.59 | 87.5217 | 0 |  | 1.3167 | 0 | 1.3673 | 0.00030466 | 0 | 1.3673 | 0.00026991 | 0 | 1.3002 | 0 | 1.2742 | 1.2747 | 146.9074 | 20.7082 | 14.3145 | 14.2529 | 14.1736 | 0 | 0 | 14.173 | 139.9373 | 0 | 0 | 0 | 14.173 | 0 | 650 | 0 | 0
5827 | 2021-08-31 18:00 | 0 |  | 0 | 19.9086 | 6.1333 | 0.2
5828 | 2021-08-31 19:00 | 0 |  | 0 | 19.2684 | 6.0613 | 0.2
5829 | 2021-08-31 20:00 | 0 |  | 0 | 18.6282 | 6.1 | 0.2
5830 | 2021-08-31 21:00 | 0 |  | 0 | 17.988 | 5.9429 | 0.2
5831 | 2021-08-31 22:00 | 0 |  | 0 | 17.3478 | 4.8954 | 0.2
5832 | 2021-08-31 23:00 | 0 |  | 0 | 16.7253 | 4.2654 | 0.2
5833 | 2021-09-01 | 0 |  | 0 | 16.2097 | 4.0404 | 0.2
5834 | 2021-09-01 01:00 | 0 |  | 0 | 15.7054 | 3.6017 | 0.2
5835 | 2021-09-01 02:00 | 0 |  | 0 | 15.279 | 3.5896 | 0.2
5836 | 2021-09-01 03:00 | 0 |  | 0 | 14.9637 | 2.9575 | 0.2
5837 | 2021-09-01 04:00 | 0 |  | 0 | 14.6765 | 1.9212 | 0.2
5838 | 2021-09-01 05:00 | 0 |  | 0 | 14.5104 | 1.1017 | 0.2
5839 | 2021-09-01 06:00 | 11.45 |  | 11.45 | 14.9084 | 1.35 | 0.2 | 3.1192 | 78.6997 | 87.1921 | 0 |  | 11.45 | 0 | 11.5122 | 0.0026494 | 0 | 11.5122 | 0.0023472 | 0 | 10.9483 | 0 | 10.7293 | 10.7293 | 1236.5919 | 15.5159 | 776.4106 | 790.6664 | 769.7456 | 0 | 0 | 769.6715 | 678.8652 | 0 | 0 | 0 | 0 | 769.6715 | 678.8652 | 637.0319 | 633.8467
5840 | 2021-09-01 07:00 | 220.7 |  | 52.5 | 16.7543 | 0.98958 | 0.2 | 15.6789 | 70.6525 | 74.5522 | 0 |  | 220.7 | 165.7354 | 53.1139 | 0.051067 | 165.7354 | 53.1139 | 0.045243 | 142.9023 | 50.5105 | 0 | 189.5445 | 189.6091 | 21853.592 | 27.6671 | 21214.783 | 21035.658 | 19830.588 | 0 | 0 | 19792.4 | 767.9705 | 0 | 0 | 0 | 0 | 19792.4 | 767.9705 | 18880.664 | 18786.2617
5841 | 2021-09-01 08:00 | 433.3333 |  | 58.6667 | 18.8628 | 1.0717 | 0.2 | 27.5706 | 61.058 | 62.5616 | 0 |  | 433.3333 | 372.9741 | 59.6718 | 0.10027 | 372.9741 | 59.6718 | 0.088832 | 351.1482 | 56.7483 | 0 | 399.7386 | 399.7865 | 46075.383 | 41.7864 | 45855.332 | 43547.395 | 42026.17 | 0 | 0 | 41843.453 | 741.8163 | 0 | 0 | 0 | 0 | 41843.453 | 741.8163 | 40748.965 | 40545.2188
5842 | 2021-09-01 09:00 | 612.9833 |  | 87.3667 | 20.8241 | 1.5854 | 0.2 | 38.2487 | 48.7168 | 51.7485 | 0 |  | 612.9833 | 525.6422 | 88.6665 | 0.14184 | 525.6422 | 88.6665 | 0.12566 | 509.4726 | 84.3234 | 0 | 581.92 | 581.9418 | 67069.12 | 53.4216 | 67232.15 | 61495.477 | 59141.97 | 0 | 0 | 58757.195 | 716.4445 | 0 | 0 | 0 | 0 | 58757.195 | 716.4445 | 57275.953 | 56989.5703
5843 | 2021-09-01 10:00 | 739.1667 |  | 84.9833 | 22.5117 | 1.5742 | 0.2 | 46.7441 | 32.1152 | 43.054 | 0 |  | 739.1667 | 656.2119 | 86.3033 | 0.17103 | 656.2119 | 86.3033 | 0.15153 | 644.1109 | 82.0767 | 0 | 711.6639 | 711.6319 | 82018.6 | 62.3942 | 82375.195 | 73067.055 | 69975.63 | 0 | 0 | 69399.875 | 693.4728 | 0 | 0 | 0 | 0 | 69399.875 | 693.4728 | 67585.195 | 67247.2734
5844 | 2021-09-01 11:00 | 810.1834 |  | 119.5333 | 23.8379 | 1.8967 | 0.2 | 51.5428 | 10.5243 | 37.9817 | 0 |  | 810.1834 | 694.5676 | 121.0917 | 0.18747 | 694.5676 | 121.0917 | 0.16609 | 685.1973 | 115.1621 | 0 | 784.3522 | 784.3693 | 90400.07 | 67.1565 | 90812.516 | 79189.484 | 76500.59 | 0 | 0 | 75786.89 | 681.3328 | 0 | 0 | 0 | 0 | 75786.89 | 681.3328 | 73724.66 | 73356.0312
5845 | 2021-09-01 12:00 | 795.8667 |  | 99.9 | 24.9134 | 2.2725 | 0.2 | 51.2297 | 346.6235 | 38.0491 | 0 |  | 795.8667 | 701.7076 | 101.5004 | 0.18415 | 701.7076 | 101.5004 | 0.16315 | 692.1605 | 96.531 | 0 | 772.9176 | 772.8623 | 89072.51 | 66.8728 | 89476.14 | 78087.44 | 74940.89 | 0 | 0 | 74256.87 | 679.3175 | 0 | 0 | 0 | 0 | 74256.87 | 679.3175 | 72255.17 | 71893.8984
5846 | 2021-09-01 13:00 | 724.1 |  | 88.4833 | 25.5306 | 2.4742 | 0.2 | 45.9147 | 325.5586 | 43.2819 | 0 |  | 724.1 | 642.7763 | 90.1677 | 0.16755 | 642.7763 | 90.1677 | 0.14844 | 630.6709 | 85.7538 | 0 | 702.0962 | 702.1553 | 80925.836 | 63.303 | 81265.58 | 71817.05 | 69256.4 | 0 | 0 | 68681.71 | 689.1278 | 0 | 0 | 0 | 0 | 68681.71 | 689.1278 | 66894.016 | 66559.5469
5847 | 2021-09-01 14:00 | 600.8166 |  | 85.7333 | 25.6271 | 2.4275 | 0.2 | 37.0987 | 309.5193 | 52.1351 | 0 |  | 600.8166 | 523.0312 | 87.5751 | 0.13902 | 523.0312 | 87.5751 | 0.12317 | 506.4862 | 83.2888 | 0 | 577.9795 | 577.89 | 66603.49 | 56.7808 | 66754.39 | 60325.164 | 58266.008 | 0 | 0 | 57869.867 | 701.7471 | 0 | 0 | 0 | 0 | 57869.867 | 701.7471 | 56408.113 | 56126.0742
5848 | 2021-09-01 15:00 | 417.1833 |  | 56.9833 | 25.0543 | 1.8929 | 0.2 | 26.2426 | 297.5625 | 63.0626 | 0 |  | 417.1833 | 368.3441 | 58.5445 | 0.09653 | 368.3441 | 58.5445 | 0.085522 | 346.0307 | 55.6798 | 0 | 393.6763 | 393.5051 | 45353.465 | 46.7903 | 45119.984 | 42116.734 | 39914.523 | 0 | 0 | 39740.348 | 729.9928 | 0 | 0 | 0 | 0 | 39740.348 | 729.9928 | 38696.188 | 38502.707
5849 | 2021-09-01 16:00 | 201.9833 |  | 59.2167 | 23.8542 | 1.3508 | 0.2 | 14.2551 | 288.1869 | 75.1222 | 0 |  | 201.9833 | 148.6306 | 60.9105 | 0.046736 | 148.6306 | 60.9105 | 0.041406 | 127.0727 | 57.9324 | 0 | 181.305 | 181.448 | 20912.654 | 34.1271 | 20267.078 | 19669.387 | 18233.504 | 0 | 0 | 18197.08 | 747.7686 | 0 | 0 | 0 | 0 | 18197.08 | 747.7686 | 17291.018 | 17204.5625
5850 | 2021-09-01 17:00 | 7.3167 |  | 7.3167 | 22.544 | 1.7079 | 0.2 | 1.6477 | 280.2371 | 87.4729 | 0 |  | 7.3167 | 0 | 7.3906 | 0.001693 | 0 | 7.3906 | 0.0014999 | 0 | 7.0283 | 0 | 6.8877 | 6.8881 | 793.8881 | 22.9277 | 389.5221 | 389.9548 | 381.0861 | 0 | 0 | 381.0652 | 629.9716 | 0 | 0 | 0 | 7.9225 | 373.1426 | 650.0895 | 307.4601 | 305.92279052734375
5851 | 2021-09-01 18:00 | 0 |  | 0 | 21.7284 | 2.3071 | 0.2
5852 | 2021-09-01 19:00 | 0 |  | 0 | 21.001 | 2.8492 | 0.2
5853 | 2021-09-01 20:00 | 0 |  | 0 | 20.2736 | 2.6492 | 0.2
5854 | 2021-09-01 21:00 | 0 |  | 0 | 19.5461 | 3.0008 | 0.2
5855 | 2021-09-01 22:00 | 0 |  | 0 | 18.8187 | 2.3679 | 0.2
5856 | 2021-09-01 23:00 | 0 |  | 0 | 18.1055 | 1.8308 | 0.2
5857 | 2021-09-02 | 0 |  | 0 | 17.4765 | 1.0654 | 0.2
5858 | 2021-09-02 01:00 | 0 |  | 0 | 16.8366 | 1.3183 | 0.2
5859 | 2021-09-02 02:00 | 0 |  | 0 | 16.229 | 2.3925 | 0.2
5860 | 2021-09-02 03:00 | 0 |  | 0 | 15.85 | 2.8267 | 0.2
5861 | 2021-09-02 04:00 | 0 |  | 0 | 15.5343 | 2.2404 | 0.2
5862 | 2021-09-02 05:00 | 0 |  | 0 | 15.3985 | 2.3225 | 0.2
5863 | 2021-09-02 06:00 | 12.4167 |  | 12.4167 | 15.7046 | 2.6 | 0.2 | 3.3732 | 78.9726 | 86.942 | 0 |  | 12.4167 | 0 | 12.457 | 0.002873 | 0 | 12.457 | 0.0025454 | 0 | 11.8468 | 0 | 11.6098 | 11.6099 | 1338.0616 | 16.3256 | 867.6526 | 883.5319 | 857.4043 | 0 | 0 | 857.3135 | 679.3371 | 0 | 0 | 0 | 0 | 857.3135 | 679.3371 | 710.27 | 706.7185668945312
5864 | 2021-09-02 07:00 | 211.8833 |  | 68.8 | 17.4335 | 2.3517 | 0.2 | 15.949 | 70.9194 | 74.2862 | 0 |  | 211.8833 | 140.9866 | 69.3119 | 0.049027 | 140.9866 | 69.3119 | 0.043436 | 122 | 65.9142 | 0 | 184.1559 | 184.2097 | 21230.543 | 27.3984 | 20583.299 | 20427.627 | 19501.105 | 0 | 0 | 19464.525 | 767.6882 | 0 | 0 | 0 | 0 | 19464.525 | 767.6882 | 18552.984 | 18460.2207
5865 | 2021-09-02 08:00 | 429.15 |  | 63.5667 | 19.4352 | 2.3483 | 0.2 | 27.8649 | 61.3164 | 62.2716 | 0 |  | 429.15 | 363.8982 | 64.6097 | 0.099299 | 363.8982 | 64.6097 | 0.087975 | 342.984 | 61.4443 | 0 | 396.3397 | 396.3581 | 45681.484 | 40.8797 | 45453.875 | 43290.434 | 41600.867 | 0 | 0 | 41422.773 | 743.3821 | 0 | 0 | 0 | 0 | 41422.773 | 743.3821 | 40338.31 | 40136.6172
5866 | 2021-09-02 09:00 | 596.4334 |  | 85.0167 | 21.3162 | 2.7933 | 0.2 | 38.5749 | 48.9473 | 51.4267 | 0 |  | 596.4334 | 511.3916 | 86.2978 | 0.13801 | 511.3916 | 86.2978 | 0.12227 | 495.9519 | 82.0707 | 0 | 566.4621 | 566.4557 | 65285.895 | 51.3494 | 65420.027 | 60255.83 | 58049.34 | 0 | 0 | 57683.695 | 721.1951 | 0 | 0 | 0 | 0 | 57683.695 | 721.1951 | 56226.047 | 55944.9141
5867 | 2021-09-02 10:00 | 730.4833 |  | 101 | 22.9484 | 3.7208 | 0.2 | 47.1035 | 32.2613 | 42.6983 | 0 |  | 730.4833 | 631.3737 | 102.4105 | 0.16902 | 631.3737 | 102.4105 | 0.14975 | 619.9791 | 97.3949 | 0 | 703.0266 | 702.9983 | 81023.73 | 58.6808 | 81371.46 | 73123.88 | 71144.31 | 0 | 0 | 70554.055 | 697.6215 | 0 | 0 | 0 | 0 | 70554.055 | 697.6215 | 68695.65 | 68352.1719
5868 | 2021-09-02 11:00 | 798.3667 |  | 131.9167 | 24.2686 | 3.6654 | 0.2 | 51.9153 | 10.4915 | 37.6101 | 0 |  | 798.3667 | 670.1625 | 134.1275 | 0.18473 | 670.1625 | 134.1275 | 0.16366 | 661.3349 | 127.5605 | 0 | 773.1174 | 773.2037 | 89114.38 | 63.6686 | 89519.31 | 79035.7 | 76221.62 | 0 | 0 | 75528.43 | 687.8598 | 0 | 0 | 0 | 0 | 75528.43 | 687.8598 | 73476.48 | 73109.0938
5869 | 2021-09-02 12:00 | 803.2167 |  | 95.7167 | 25.2928 | 3.1075 | 0.2 | 51.5702 | 346.3791 | 37.7072 | 0 |  | 803.2167 | 713.2571 | 97.2766 | 0.18585 | 713.2571 | 97.2766 | 0.16466 | 703.7625 | 92.514 | 0 | 780.351 | 780.2988 | 89929.17 | 66.0767 | 90338.22 | 79078.58 | 76750.48 | 0 | 0 | 76026.66 | 680.7355 | 0 | 0 | 0 | 0 | 76026.66 | 680.7355 | 73954.87 | 73585.0938
5870 | 2021-09-02 13:00 | 716.3833 |  | 100.1667 | 25.8626 | 2.2612 | 0.2 | 46.1913 | 325.1975 | 43.0052 | 0 |  | 716.3833 | 623.0764 | 101.9527 | 0.16576 | 623.0764 | 101.9527 | 0.14686 | 611.5355 | 96.9618 | 0 | 694.3274 | 694.316 | 80022.2 | 63.577 | 80353.36 | 70945.055 | 68610.625 | 0 | 0 | 68041.55 | 687.1987 | 0 | 0 | 0 | 0 | 68041.55 | 687.1987 | 66277.766 | 65946.375
5871 | 2021-09-02 14:00 | 595.5167 |  | 72.4833 | 25.9308 | 3.2933 | 0.2 | 37.3129 | 309.1354 | 51.9228 | 0 |  | 595.5167 | 531.0133 | 74.1474 | 0.13779 | 531.0133 | 74.1474 | 0.12208 | 514.4214 | 70.5184 | 0 | 573.241 | 573.2563 | 66069.61 | 55.6409 | 66211.79 | 60064.008 | 57032.473 | 0 | 0 | 56665.805 | 712.6285 | 0 | 0 | 0 | 0 | 56665.805 | 712.6285 | 55230.645 | 54954.4922
5872 | 2021-09-02 15:00 | 402.7 |  | 73.25 | 25.3482 | 3.3792 | 0.2 | 26.4098 | 297.1899 | 62.8983 | 0 |  | 402.7 | 336.8095 | 75.2663 | 0.093179 | 336.8095 | 75.2663 | 0.082553 | 316.6155 | 71.5843 | 0 | 380.4359 | 380.0829 | 43807.05 | 44.9699 | 43544.14 | 40893.824 | 38630.74 | 0 | 0 | 38469.496 | 734.321 | 0 | 0 | 0 | 0 | 38469.496 | 734.321 | 37455.99 | 37268.7109
5873 | 2021-09-02 16:00 | 190.4333 |  | 70.15 | 24.1595 | 2.6533 | 0.2 | 14.3904 | 287.8275 | 74.9903 | 0 |  | 190.4333 | 125.147 | 71.9174 | 0.044064 | 125.147 | 71.9174 | 0.039038 | 107.2052 | 68.4004 | 0 | 172.0935 | 172.0576 | 19829.63 | 33.3402 | 19169.37 | 18660.139 | 17393.24 | 0 | 0 | 17360.662 | 749.7177 | 0 | 0 | 0 | 0 | 17360.662 | 749.7177 | 16462.326 | 16380.0137
5874 | 2021-09-02 17:00 | 7.1833 |  | 7.1833 | 22.8598 | 2.6742 | 0.2 | 1.7635 | 279.8817 | 87.4244 | 0 |  | 7.1833 | 0 | 7.2653 | 0.0016621 | 0 | 7.2653 | 0.0014726 | 0 | 6.9091 | 0 | 6.771 | 6.7717 | 780.4578 | 23.2208 | 378.2542 | 378.5846 | 370.8976 | 0 | 0 | 370.8774 | 625.9446 | 0 | 0 | 0 | 8.9382 | 361.9392 | 649.9997 | 298.191 | 296.7000732421875
5875 | 2021-09-02 18:00 | 0 |  | 0 | 22.0541 | 2.7604 | 0.2
5876 | 2021-09-02 19:00 | 0 |  | 0 | 21.3367 | 3.0025 | 0.2
5877 | 2021-09-02 20:00 | 0 |  | 0 | 20.6192 | 2.3146 | 0.2
5878 | 2021-09-02 21:00 | 0 |  | 0 | 19.9018 | 2.4413 | 0.2
5879 | 2021-09-02 22:00 | 0 |  | 0 | 19.1844 | 1.3575 | 0.2
5880 | 2021-09-02 23:00 | 0 |  | 0 | 18.4873 | 0.9025 | 0.2
5881 | 2021-09-03 | 0 |  | 0 | 17.9125 | 0.62667 | 0.2
5882 | 2021-09-03 01:00 | 0 |  | 0 | 17.3331 | 0.525 | 0.2
5883 | 2021-09-03 02:00 | 0 |  | 0 | 16.7823 | 0.575 | 0.2
5884 | 2021-09-03 03:00 | 0 |  | 0 | 16.4373 | 0.48875 | 0.2
5885 | 2021-09-03 04:00 | 0 |  | 0 | 16.1388 | 0.32583 | 0.2
5886 | 2021-09-03 05:00 | 0 |  | 0 | 15.961 | 0.28792 | 0.2
5887 | 2021-09-03 06:00 | 12.3333 |  | 12.3333 | 16.3052 | 0.20083 | 0.2 | 3.6294 | 79.2468 | 86.6898 | 0 |  | 12.3333 | 0 | 12.3746 | 0.0028538 | 0 | 12.3746 | 0.0025283 | 0 | 11.7685 | 0 | 11.5331 | 11.5322 | 1329.1244 | 16.9932 | 859.5825 | 874.0884 | 849.0626 | 0 | 0 | 848.9736 | 679.3316 | 0 | 0 | 0 | 0 | 848.9736 | 679.3316 | 703.2945 | 699.7780151367188
5888 | 2021-09-03 07:00 | 191.1833 |  | 82.6 | 17.8672 | 0.13708 | 0.2 | 16.221 | 71.188 | 74.0183 | 0 |  | 191.1833 | 106.9921 | 82.8291 | 0.044237 | 106.9921 | 82.8291 | 0.039192 | 92.9062 | 78.7691 | 0 | 168.2417 | 168.2277 | 19388.59 | 27.9324 | 18718.562 | 18547.363 | 17679.373 | 0 | 0 | 17649.076 | 764.1697 | 0 | 0 | 0 | 0 | 17649.076 | 764.1697 | 16747.707 | 16663.9688
5889 | 2021-09-03 08:00 | 368.4167 |  | 143.3333 | 19.6152 | 0.27417 | 0.2 | 28.1611 | 61.5771 | 61.9799 | 0 |  | 368.4167 | 224.0255 | 144.118 | 0.085246 | 224.0255 | 144.118 | 0.075525 | 211.3808 | 137.0565 | 0 | 341.4685 | 341.4817 | 39356.113 | 39.9192 | 39008.258 | 37258.58 | 35930.78 | 0 | 0 | 35799.28 | 745.7122 | 0 | 0 | 0 | 0 | 35799.28 | 745.7122 | 34828.85 | 34654.707
5890 | 2021-09-03 09:00 | 544.9334 |  | 164.9167 | 21.3044 | 0.31208 | 0.2 | 38.9031 | 49.1804 | 51.103 | 0 |  | 544.9334 | 379.9614 | 166.722 | 0.12609 | 379.9614 | 166.722 | 0.11171 | 368.7036 | 158.5552 | 0 | 516.7136 | 516.7213 | 59552.137 | 51.9749 | 59586.76 | 54761.36 | 53294.277 | 0 | 0 | 52981.94 | 717.2622 | 0 | 0 | 0 | 0 | 52981.94 | 717.2622 | 51629.152 | 51371.0078
5891 | 2021-09-03 10:00 | 669.3667 |  | 187.4333 | 22.8265 | 0.39917 | 0.2 | 47.4651 | 32.4091 | 42.3405 | 0 |  | 669.3667 | 483.3337 | 189.795 | 0.15488 | 483.3337 | 189.795 | 0.13722 | 474.7989 | 180.5002 | 0 | 642.193 | 642.1965 | 74015.71 | 60.794 | 74281.734 | 66256.09 | 64362.918 | 0 | 0 | 63878.89 | 694.6015 | 0 | 0 | 0 | 0 | 63878.89 | 694.6015 | 62267.26 | 61955.9258
5892 | 2021-09-03 11:00 | 733.1 |  | 197.3167 | 24.0448 | 0.52333 | 0.2 | 52.2901 | 10.4567 | 37.2364 | 0 |  | 733.1 | 538.7138 | 200.1317 | 0.16963 | 538.7138 | 200.1317 | 0.15028 | 531.7871 | 190.3328 | 0 | 707.6775 | 707.6304 | 81555.84 | 65.6452 | 81907.9 | 71815.836 | 69588.95 | 0 | 0 | 69000.72 | 680.7248 | 0 | 0 | 0 | 0 | 69000.72 | 680.7248 | 67201.06 | 66865.0547
5893 | 2021-09-03 12:00 | 725.6834 |  | 210.3167 | 25.0139 | 0.74917 | 0.2 | 51.9121 | 346.1283 | 37.364 | 0 |  | 725.6834 | 519.5031 | 213.4765 | 0.16791 | 519.5031 | 213.4765 | 0.14876 | 512.7385 | 203.0261 | 0 | 701.4492 | 701.4866 | 80847.33 | 65.8315 | 81190.336 | 71124.305 | 69186.07 | 0 | 0 | 68594.91 | 678.3049 | 0 | 0 | 0 | 0 | 68594.91 | 678.3049 | 66810.46 | 66476.4141
5894 | 2021-09-03 13:00 | 673.9167 |  | 165.5167 | 25.5936 | 0.67667 | 0.2 | 46.468 | 324.8296 | 42.7286 | 0 |  | 673.9167 | 513.9928 | 168.6122 | 0.15593 | 513.9928 | 168.6122 | 0.13815 | 504.6298 | 160.3599 | 0 | 651.69 | 651.6284 | 75104.3 | 63.6355 | 75379.62 | 66528.82 | 63734.77 | 0 | 0 | 63245.44 | 687.6719 | 0 | 0 | 0 | 0 | 63245.44 | 687.6719 | 61656.46 | 61348.1758
5895 | 2021-09-03 14:00 | 552.7167 |  | 122.7167 | 25.7027 | 0.45083 | 0.2 | 37.5265 | 308.7463 | 51.7112 | 0 |  | 552.7167 | 436.4865 | 125.44 | 0.12789 | 436.4865 | 125.44 | 0.11331 | 423.0145 | 119.3022 | 0 | 531.4703 | 531.3464 | 61239.31 | 57.0429 | 61301.355 | 55338.28 | 53069.418 | 0 | 0 | 52744.996 | 703.8926 | 0 | 0 | 0 | 0 | 52744.996 | 703.8926 | 51397.56 | 51140.5703
5896 | 2021-09-03 15:00 | 377.55 |  | 96.9833 | 25.1966 | 0.475 | 0.2 | 26.5763 | 296.8135 | 62.7348 | 0 |  | 377.55 | 286.7587 | 99.3245 | 0.08736 | 286.7587 | 99.3245 | 0.077397 | 269.7407 | 94.4656 | 0 | 356.9221 | 356.8279 | 41125.953 | 46.2201 | 40812.375 | 38164.633 | 35980.047 | 0 | 0 | 35839.52 | 733.447 | 0 | 0 | 0 | 0 | 35839.52 | 733.447 | 34868.598 | 34694.2578
5897 | 2021-09-03 16:00 | 184.5667 |  | 68.4167 | 24.1264 | 0.38875 | 0.2 | 14.5253 | 287.4653 | 74.8589 | 0 |  | 184.5667 | 120.7736 | 70.178 | 0.042706 | 120.7736 | 70.178 | 0.037836 | 103.6571 | 66.7461 | 0 | 166.9951 | 166.9931 | 19246.66 | 34.004 | 18579.564 | 18045.664 | 16811.943 | 0 | 0 | 16781.592 | 749.1901 | 0 | 0 | 0 | 0 | 16781.592 | 749.1901 | 15890.519 | 15811.0664
5898 | 2021-09-03 17:00 | 9.1 |  | 9.1 | 22.943 | 0.22583 | 0.2 | 1.8792 | 279.5239 | 87.376 | 0 |  | 9.1 | 0 | 9.1372 | 0.0021056 | 0 | 9.1372 | 0.0018655 | 0 | 8.6894 | 0 | 8.5156 | 8.5157 | 981.4611 | 23.4504 | 550.5618 | 551.7475 | 538.0314 | 0 | 0 | 537.9919 | 647.3044 | 0 | 0 | 0 | 3.1482 | 534.8437 | 657.7313 | 441.503 | 439.2955017089844
5899 | 2021-09-03 18:00 | 0 |  | 0 | 22.2588 | 0.2 | 0.2
5900 | 2021-09-03 19:00 | 0 |  | 0 | 21.664 | 0.21208 | 0.2
5901 | 2021-09-03 20:00 | 0 |  | 0 | 21.0693 | 0.275 | 0.2
5902 | 2021-09-03 21:00 | 0 |  | 0 | 20.4746 | 0.18875 | 0.2
5903 | 2021-09-03 22:00 | 0 |  | 0 | 19.8799 | 0.03792 | 0.2
5904 | 2021-09-03 23:00 | 0 |  | 0 | 19.3057 | 0.11125 | 0.2
5905 | 2021-09-04 | 0 |  | 0 | 18.8581 | 0.29833 | 0.2
5906 | 2021-09-04 01:00 | 0 |  | 0 | 18.4265 | 0.51042 | 0.2
5907 | 2021-09-04 02:00 | 0 |  | 0 | 18.0195 | 0.725 | 0.2
5908 | 2021-09-04 03:00 | 0 |  | 0 | 17.7717 | 0.51458 | 0.2
5909 | 2021-09-04 04:00 | 0 |  | 0 | 17.56 | 0.33792 | 0.2
5910 | 2021-09-04 05:00 | 0 |  | 0 | 17.4583 | 0.38708 | 0.2
5911 | 2021-09-04 06:00 | 16.35 |  | 16.15 | 17.8668 | 0.38792 | 0.2 | 3.8876 | 79.5223 | 86.4356 | 0 |  | 16.35 | 0.14285 | 16.1008 | 0.0037832 | 0.14285 | 16.1008 | 0.0033517 | 0.055899 | 15.312 | 0 | 15.0606 | 15.0606 | 1735.7722 | 18.7576 | 1230.4463 | 1249.9243 | 1210.0696 | 0 | 0 | 1209.8939 | 693.6005 | 0 | 0 | 0 | 0 | 1209.8939 | 693.6005 | 1006.3493 | 1001.3175659179688
5912 | 2021-09-04 07:00 | 171.2333 |  | 105.0167 | 19.3293 | 0.33708 | 0.2 | 16.4947 | 71.4584 | 73.7487 | 0 |  | 171.2333 | 65.2463 | 104.8952 | 0.039621 | 65.2463 | 104.8952 | 0.035103 | 56.8478 | 99.7541 | 0 | 153.4699 | 153.4724 | 17687.883 | 28.4285 | 16999.326 | 16818.012 | 16045.126 | 0 | 0 | 16019.623 | 759.3457 | 0 | 0 | 0 | 0 | 16019.623 | 759.3457 | 15140.495 | 15064.793
5913 | 2021-09-04 08:00 | 415.5333 |  | 97.4167 | 21.3014 | 0.51042 | 0.2 | 28.4589 | 61.8402 | 61.6864 | 0 |  | 415.5333 | 316.5934 | 98.5454 | 0.096149 | 316.5934 | 98.5454 | 0.085184 | 299.0445 | 93.7168 | 0 | 384.9061 | 384.8923 | 44359.56 | 43.9419 | 44106.617 | 41593.453 | 39787.492 | 0 | 0 | 39623.312 | 740.0804 | 0 | 0 | 0 | 0 | 39623.312 | 740.0804 | 38581.97 | 38389.0586
5914 | 2021-09-04 09:00 | 467.0167 |  | 244.9833 | 22.6534 | 0.87 | 0.2 | 39.2331 | 49.4162 | 50.7776 | 0 |  | 467.0167 | 221.9798 | 245.6258 | 0.10806 | 221.9798 | 245.6258 | 0.095738 | 215.5261 | 233.5929 | 0 | 440.1366 | 440.1393 | 50727.105 | 48.1235 | 50596.39 | 47081.258 | 45347.676 | 0 | 0 | 45128.984 | 730.6237 | 0 | 0 | 0 | 0 | 45128.984 | 730.6237 | 43956.86 | 43737.0742
5915 | 2021-09-04 10:00 | 462.2667 |  | 360.85 | 23.4624 | 1.7046 | 0.2 | 47.8289 | 32.5589 | 41.9806 | 0 |  | 462.2667 | 101.7016 | 361.2235 | 0.10696 | 101.7016 | 361.2235 | 0.094764 | 99.9447 | 343.5295 | 0 | 434.6048 | 434.5866 | 50087.492 | 47.6741 | 49944.535 | 46545.176 | 45204.67 | 0 | 0 | 44981.65 | 724.2333 | 0 | 0 | 0 | 0 | 44981.65 | 724.2333 | 43812.98 | 43593.9141
5916 | 2021-09-04 11:00 | 628.9833 |  | 279.1167 | 24.6173 | 2.6554 | 0.2 | 52.667 | 10.4198 | 36.8605 | 0 |  | 628.9833 | 351.7451 | 281.702 | 0.14554 | 351.7451 | 281.702 | 0.12894 | 347.3316 | 267.9076 | 0 | 602.9344 | 602.8823 | 69484 | 56.7829 | 69684.445 | 63017.355 | 60999.746 | 0 | 0 | 60574.086 | 705.4684 | 0 | 0 | 0 | 0 | 60574.086 | 705.4684 | 59053.2 | 58757.9336
5917 | 2021-09-04 12:00 | 631.4167 |  | 306.3333 | 25.5425 | 3.37 | 0.2 | 52.255 | 345.8711 | 37.0196 | 0 |  | 631.4167 | 327.6566 | 309.3034 | 0.1461 | 327.6566 | 309.3034 | 0.12944 | 323.4839 | 294.1597 | 0 | 605.2907 | 605.2559 | 69757.76 | 56.8018 | 69962.12 | 63263.047 | 61431.03 | 0 | 0 | 60997.426 | 701.8583 | 0 | 0 | 0 | 0 | 60997.426 | 701.8583 | 59467.355 | 59170.0195
5918 | 2021-09-04 13:00 | 644.3166 |  | 216.6 | 26.2203 | 3.8596 | 0.2 | 46.7445 | 324.4551 | 42.4521 | 0 |  | 644.3166 | 432.3659 | 219.8769 | 0.14909 | 432.3659 | 219.8769 | 0.13208 | 424.6204 | 209.1144 | 0 | 621.0601 | 620.9092 | 71561.336 | 57.5815 | 71790.77 | 64736.234 | 62400.848 | 0 | 0 | 61951.293 | 701.6475 | 0 | 0 | 0 | 0 | 61951.293 | 701.6475 | 60400.605 | 60098.6055
5919 | 2021-09-04 14:00 | 530.6167 |  | 162.8167 | 26.4352 | 4.0983 | 0.2 | 37.7395 | 308.3522 | 51.5003 | 0 |  | 530.6167 | 373.2852 | 165.845 | 0.12278 | 373.2852 | 165.845 | 0.10878 | 361.904 | 157.729 | 0 | 509.2403 | 509.2829 | 58697.168 | 51.8804 | 58714.062 | 53946.94 | 51437.93 | 0 | 0 | 51146.527 | 722.9742 | 0 | 0 | 0 | 0 | 51146.527 | 722.9742 | 49835.348 | 49586.1719
5920 | 2021-09-04 15:00 | 307.7333 |  | 164.5167 | 25.9325 | 4.3104 | 0.2 | 26.7422 | 296.4336 | 62.5721 | 0 |  | 307.7333 | 146.3392 | 165.9945 | 0.071205 | 146.3392 | 165.9945 | 0.063085 | 137.7424 | 157.8692 | 0 | 289.6993 | 289.6215 | 33379.418 | 40.2639 | 32923.086 | 31394.527 | 30147.594 | 0 | 0 | 30052.236 | 739.7296 | 0 | 0 | 0 | 0 | 30052.236 | 739.7296 | 29152.502 | 29006.7383
5921 | 2021-09-04 16:00 | 142.8333 |  | 92.4833 | 24.9163 | 4.5613 | 0.2 | 14.6597 | 287.1003 | 74.728 | 0 |  | 142.8333 | 52.3232 | 93.5357 | 0.03305 | 52.3232 | 93.5357 | 0.029281 | 44.9918 | 88.9586 | 0 | 131.2714 | 131.1687 | 15117.858 | 31.3333 | 14408.963 | 14121.773 | 13374.253 | 0 | 0 | 13355.6 | 748.3533 | 0 | 0 | 0 | 0 | 13355.6 | 748.3533 | 12539.555 | 12476.8574
5922 | 2021-09-04 17:00 | 7.3833 |  | 7.3833 | 23.7136 | 4.6725 | 0.2 | 1.9949 | 279.1637 | 87.311 | 0 |  | 7.3833 | 0 | 7.4689 | 0.0017084 | 0 | 7.4689 | 0.0015136 | 0 | 7.1028 | 0 | 6.9607 | 6.9611 | 802.261 | 24.0524 | 396.5702 | 396.7955 | 387.8252 | 0 | 0 | 387.8035 | 628.917 | 0 | 0 | 0 | 8.091 | 379.7125 | 649.9995 | 312.8967 | 311.33221435546875
5923 | 2021-09-04 18:00 | 0 |  | 0 | 23.005 | 4.9896 | 0.2
5924 | 2021-09-04 19:00 | 0 |  | 0 | 22.3152 | 4.2663 | 0.2
5925 | 2021-09-04 20:00 | 0 |  | 0 | 21.6125 | 4.2258 | 0.2
5926 | 2021-09-04 21:00 | 0 |  | 0 | 20.9099 | 3.9758 | 0.2
5927 | 2021-09-04 22:00 | 0 |  | 0 | 20.2072 | 3.905 | 0.2
5928 | 2021-09-04 23:00 | 0 |  | 0 | 19.5092 | 2.8083 | 0.2
5929 | 2021-09-05 | 0 |  | 0 | 18.8216 | 2.1292 | 0.2
5930 | 2021-09-05 01:00 | 0 |  | 0 | 18.0246 | 1.7517 | 0.2
5931 | 2021-09-05 02:00 | 0 |  | 0 | 17.2481 | 1.7725 | 0.2
5932 | 2021-09-05 03:00 | 0 |  | 0 | 16.7206 | 2.2225 | 0.2
5933 | 2021-09-05 04:00 | 0 |  | 0 | 16.2495 | 2.2275 | 0.2
5934 | 2021-09-05 05:00 | 0 |  | 0 | 15.9381 | 1.7171 | 0.2
5935 | 2021-09-05 06:00 | 15.7333 |  | 15.7333 | 16.3616 | 1.3492 | 0.2 | 4.1476 | 79.799 | 86.1795 | 0 |  | 15.7333 | 0 | 15.698 | 0.0036405 | 0 | 15.698 | 0.0032253 | 0 | 14.929 | 0 | 14.6305 | 14.63 | 1686.1223 | 17.19 | 1184.7725 | 1207.7644 | 1170.7439 | 0 | 0 | 1170.5819 | 696.8076 | 0 | 0 | 0 | 0 | 1170.5819 | 696.8076 | 973.2224 | 968.3562622070312
5936 | 2021-09-05 07:00 | 201.8667 |  | 84.6 | 18.3764 | 1.7854 | 0.2 | 16.7702 | 71.7306 | 73.4774 | 0 |  | 201.8667 | 115.5484 | 84.8346 | 0.046709 | 115.5484 | 84.8346 | 0.041382 | 101.0046 | 80.6763 | 0 | 178.0473 | 178.1024 | 20526.578 | 28.2625 | 19870.191 | 19668.605 | 18937.463 | 0 | 0 | 18902.174 | 760.9396 | 0 | 0 | 0 | 0 | 18902.174 | 760.9396 | 17992.139 | 17902.1777
5937 | 2021-09-05 08:00 | 377.6333 |  | 141.1667 | 20.5753 | 1.8829 | 0.2 | 28.7583 | 62.1056 | 61.3914 | 0 |  | 377.6333 | 235.3137 | 141.9591 | 0.087379 | 235.3137 | 141.9591 | 0.077414 | 222.5046 | 135.0033 | 0 | 350.3578 | 350.3948 | 40383.65 | 39.9388 | 40055.117 | 38256.957 | 36856.797 | 0 | 0 | 36717.47 | 744.8699 | 0 | 0 | 0 | 0 | 36717.47 | 744.8699 | 35736.176 | 35557.4961
5938 | 2021-09-05 09:00 | 536.6 |  | 190.65 | 22.685 | 2.7717 | 0.2 | 39.5647 | 49.6548 | 50.4505 | 0 |  | 536.6 | 345.834 | 192.0479 | 0.12416 | 345.834 | 192.0479 | 0.11 | 335.9689 | 182.6401 | 0 | 508.2368 | 508.2429 | 58576.086 | 49.6583 | 58592.812 | 54262.195 | 51839.094 | 0 | 0 | 51547.59 | 723.687 | 0 | 0 | 0 | 0 | 51547.59 | 723.687 | 50227.285 | 49976.1484
5939 | 2021-09-05 10:00 | 684.1333 |  | 189.3833 | 24.6729 | 2.7338 | 0.2 | 48.1946 | 32.7105 | 41.6187 | 0 |  | 684.1333 | 496.0925 | 191.7476 | 0.1583 | 496.0925 | 191.7476 | 0.14025 | 487.7108 | 182.357 | 0 | 656.6665 | 656.6741 | 75681.46 | 59.5839 | 75969.26 | 68053.18 | 66005.74 | 0 | 0 | 65499.047 | 696.1983 | 0 | 0 | 0 | 0 | 65499.047 | 696.1983 | 63828.883 | 63509.7383
5940 | 2021-09-05 11:00 | 743.3333 |  | 208.55 | 26.3941 | 3.7192 | 0.2 | 53.0459 | 10.381 | 36.4826 | 0 |  | 743.3333 | 537.6011 | 211.3886 | 0.172 | 537.6011 | 211.3886 | 0.15238 | 531.0203 | 201.0383 | 0 | 717.4175 | 717.2817 | 82671.32 | 62.8552 | 83033.41 | 73531.555 | 70768.74 | 0 | 0 | 70178.93 | 691.1888 | 0 | 0 | 0 | 0 | 70178.93 | 691.1888 | 68334.78 | 67993.1094
5941 | 2021-09-05 12:00 | 739.15 |  | 205.8333 | 27.5916 | 3.8758 | 0.2 | 52.5991 | 345.6073 | 36.6742 | 0 |  | 739.15 | 537.4796 | 208.9808 | 0.17103 | 537.4796 | 208.9808 | 0.15152 | 530.7865 | 198.7504 | 0 | 714.9462 | 714.8379 | 82387.71 | 63.6704 | 82746.234 | 73060.97 | 70560.05 | 0 | 0 | 69963.36 | 687.855 | 0 | 0 | 0 | 0 | 69963.36 | 687.855 | 68127.39 | 67786.75
5942 | 2021-09-05 13:00 | 692.2167 |  | 155.4333 | 28.2507 | 3.6896 | 0.2 | 47.0208 | 324.0738 | 42.1759 | 0 |  | 692.2167 | 542.5484 | 158.4438 | 0.16017 | 542.5484 | 158.4438 | 0.1419 | 532.9904 | 150.6894 | 0 | 670.0062 | 670.0677 | 77224.62 | 62.3577 | 77525.82 | 68747.69 | 66763.3 | 0 | 0 | 66218.625 | 685.0991 | 0 | 0 | 0 | 0 | 66218.625 | 685.0991 | 64522.188 | 64199.5781
5943 | 2021-09-05 14:00 | 568.25 |  | 114.2333 | 28.2743 | 3.4146 | 0.2 | 37.9517 | 307.9531 | 51.2902 | 0 |  | 568.25 | 460.7103 | 116.7305 | 0.13149 | 460.7103 | 116.7305 | 0.11649 | 446.8337 | 111.0182 | 0 | 546.6949 | 546.7317 | 63011.64 | 56.4538 | 63103.918 | 57088.42 | 54653.844 | 0 | 0 | 54312.117 | 707.3156 | 0 | 0 | 0 | 0 | 54312.117 | 707.3156 | 52929.41 | 52664.7656
5944 | 2021-09-05 15:00 | 377.3667 |  | 106.3667 | 27.4401 | 3.25 | 0.2 | 26.9073 | 296.05 | 62.4101 | 0 |  | 377.3667 | 276.8368 | 108.7949 | 0.087317 | 276.8368 | 108.7949 | 0.077359 | 260.7371 | 103.4724 | 0 | 356.9253 | 356.6387 | 41103.074 | 45.96 | 40788.867 | 38185.086 | 36539.62 | 0 | 0 | 36394.28 | 729.2521 | 0 | 0 | 0 | 0 | 36394.28 | 729.2521 | 35416.73 | 35239.6484
5945 | 2021-09-05 16:00 | 185.2333 |  | 78.7 | 25.834 | 3.2412 | 0.2 | 14.7937 | 286.7325 | 74.5976 | 0 |  | 185.2333 | 110.6433 | 80.2085 | 0.04286 | 110.6433 | 80.2085 | 0.037972 | 95.3144 | 76.2852 | 0 | 168.1676 | 167.9255 | 19354.121 | 34.5577 | 18686.91 | 18124.178 | 17000.336 | 0 | 0 | 16969.826 | 749.4052 | 0 | 0 | 0 | 0 | 16969.826 | 749.4052 | 16076.222 | 15995.8408
5946 | 2021-09-05 17:00 | 8.6 |  | 8.6 | 23.8559 | 2.3937 | 0.2 | 2.1104 | 278.8013 | 87.2416 | 0 |  | 8.6 | 0 | 8.6639 | 0.0019899 | 0 | 8.6639 | 0.001763 | 0 | 8.2392 | 0 | 8.0745 | 8.0743 | 930.563 | 24.2918 | 506.3223 | 506.7524 | 493.853 | 0 | 0 | 493.8189 | 639.8916 | 0 | 0 | 0 | 4.9561 | 488.8628 | 653.8347 | 403.3374 | 401.32073974609375
5947 | 2021-09-05 18:00 | 0 |  | 0 | 22.5593 | 1.855 | 0.2
5948 | 2021-09-05 19:00 | 0 |  | 0 | 21.33 | 1.2154 | 0.2
5949 | 2021-09-05 20:00 | 0 |  | 0 | 20.0896 | 1.2475 | 0.2
5950 | 2021-09-05 21:00 | 0 |  | 0 | 18.8493 | 1.6838 | 0.2
5951 | 2021-09-05 22:00 | 0 |  | 0 | 17.6089 | 2.0483 | 0.2
5952 | 2021-09-05 23:00 | 0 |  | 0 | 16.4576 | 1.9912 | 0.2
5953 | 2021-09-06 | 0 |  | 0 | 15.8585 | 1.3767 | 0.2
5954 | 2021-09-06 01:00 | 0 |  | 0 | 15.3582 | 1.6354 | 0.2
5955 | 2021-09-06 02:00 | 0 |  | 0 | 14.9187 | 1.6396 | 0.2
5956 | 2021-09-06 03:00 | 0 |  | 0 | 14.6156 | 1.325 | 0.2
5957 | 2021-09-06 04:00 | 0 |  | 0 | 14.3459 | 1.5629 | 0.2
5958 | 2021-09-06 05:00 | 0 |  | 0 | 14.2112 | 1.1533 | 0.2
5959 | 2021-09-06 06:00 | 16.1 |  | 16.1 | 14.6832 | 0.92583 | 0.2 | 4.4094 | 80.0769 | 85.9218 | 0 |  | 16.1 | 0 | 16.0537 | 0.0037253 | 0 | 16.0537 | 0.0033005 | 0 | 15.2673 | 0 | 14.962 | 14.962 | 1724.431 | 15.5468 | 1219.984 | 1248.8282 | 1212.2281 | 0 | 0 | 1212.0563 | 701.9533 | 0 | 0 | 0 | 0 | 1212.0563 | 701.9533 | 1008.1722 | 1003.1313
5960 | 2021-09-06 07:00 | 206.2833 |  | 84.3833 | 16.3879 | 0.93625 | 0.2 | 17.0472 | 72.0045 | 73.2046 | 0 |  | 206.2833 | 120.114 | 84.6237 | 0.047731 | 120.114 | 84.6237 | 0.042288 | 105.329 | 80.4757 | 0 | 182.0885 | 182.1027 | 20987.484 | 26.8941 | 20336.83 | 20215.229 | 19262.986 | 0 | 0 | 19227.117 | 766.6246 | 0 | 0 | 0 | 0 | 19227.117 | 766.6246 | 18316.031 | 18224.4512
5961 | 2021-09-06 08:00 | 395 |  | 129.0667 | 18.2951 | 1.1612 | 0.2 | 29.0592 | 62.3733 | 61.095 | 0 |  | 395 | 264.6139 | 130.2591 | 0.091397 | 264.6139 | 130.2591 | 0.080974 | 250.4691 | 123.8766 | 0 | 366.8588 | 366.8766 | 42283.445 | 39.2462 | 41990.883 | 40195.133 | 38818.555 | 0 | 0 | 38665.543 | 748.4583 | 0 | 0 | 0 | 0 | 38665.543 | 748.4583 | 37647.297 | 37459.0586
5962 | 2021-09-06 09:00 | 577.3833 |  | 143.6167 | 20.1502 | 1.2846 | 0.2 | 39.898 | 49.8963 | 50.1219 | 0 |  | 577.3833 | 433.5806 | 145.3854 | 0.1336 | 433.5806 | 145.3854 | 0.11836 | 421.4467 | 138.2637 | 0 | 548.5162 | 548.5158 | 63217.84 | 51.2987 | 63317.055 | 58327.82 | 56648.26 | 0 | 0 | 56295.992 | 717.8993 | 0 | 0 | 0 | 0 | 56295.992 | 717.8993 | 54869.035 | 54594.6875
5963 | 2021-09-06 10:00 | 706.6333 |  | 162.5833 | 21.7821 | 1.8821 | 0.2 | 48.5623 | 32.8643 | 41.2551 | 0 |  | 706.6333 | 545.4746 | 164.8633 | 0.16351 | 545.4746 | 164.8633 | 0.14486 | 536.4626 | 156.7895 | 0 | 679.3871 | 679.3856 | 78301.92 | 59.3276 | 78621.055 | 70492.84 | 67875.3 | 0 | 0 | 67347.13 | 702.4225 | 0 | 0 | 0 | 0 | 67347.13 | 702.4225 | 65609.14 | 65281.0938
5964 | 2021-09-06 11:00 | 755.55 |  | 200.5167 | 23.0534 | 2.4225 | 0.2 | 53.4268 | 10.3402 | 36.1028 | 0 |  | 755.55 | 557.9028 | 203.3362 | 0.17482 | 557.9028 | 203.3362 | 0.15489 | 551.2421 | 193.3803 | 0 | 729.73 | 729.7292 | 84103.77 | 62.4016 | 84478.4 | 74930.86 | 72958.84 | 0 | 0 | 72319.21 | 685.8053 | 0 | 0 | 0 | 0 | 72319.21 | 685.8053 | 70393.07 | 70041.1016
5965 | 2021-09-06 12:00 | 763.6667 |  | 177.25 | 23.9799 | 2.5242 | 0.2 | 52.944 | 345.3371 | 36.3278 | 0 |  | 763.6667 | 590.93 | 180.2628 | 0.1767 | 590.93 | 180.2628 | 0.15655 | 583.7357 | 171.4387 | 0 | 740.0709 | 739.9258 | 85278.1 | 63.6938 | 85660.16 | 75624.16 | 73441.46 | 0 | 0 | 72795.7 | 687.0341 | 0 | 0 | 0 | 0 | 72795.7 | 687.0341 | 70851.09 | 70496.8359
5966 | 2021-09-06 13:00 | 689.2 |  | 162.3667 | 24.5766 | 2.65 | 0.2 | 47.2969 | 323.6859 | 41.8999 | 0 |  | 689.2 | 532.4234 | 165.4306 | 0.15947 | 532.4234 | 165.4306 | 0.14128 | 523.1996 | 157.334 | 0 | 666.923 | 666.7739 | 76846.87 | 60.1598 | 77144.56 | 68943.85 | 66274.05 | 0 | 0 | 65760.52 | 697.6716 | 0 | 0 | 0 | 0 | 65760.52 | 697.6716 | 64080.832 | 63760.4297
5967 | 2021-09-06 14:00 | 565.9167 |  | 121.4833 | 24.6828 | 2.6346 | 0.2 | 38.1632 | 307.5493 | 51.0809 | 0 |  | 565.9167 | 450.9105 | 124.1815 | 0.13095 | 450.9105 | 124.1815 | 0.11601 | 437.493 | 118.1052 | 0 | 544.4863 | 544.2686 | 62728.527 | 53.7488 | 62816.45 | 57357.965 | 55054.92 | 0 | 0 | 54716.78 | 714.0997 | 0 | 0 | 0 | 0 | 54716.78 | 714.0997 | 53325.01 | 53058.3867
5968 | 2021-09-06 15:00 | 384.1333 |  | 102.7333 | 24.1582 | 3.2354 | 0.2 | 27.0717 | 295.6631 | 62.2489 | 0 |  | 384.1333 | 287.3869 | 105.1258 | 0.088883 | 287.3869 | 105.1258 | 0.078747 | 270.8403 | 99.9829 | 0 | 363.4067 | 363.4079 | 41884.395 | 43.0422 | 41585.08 | 39300.047 | 37231.4 | 0 | 0 | 37085.15 | 742.3362 | 0 | 0 | 0 | 0 | 37085.15 | 742.3362 | 36099.7 | 35919.1992
5969 | 2021-09-06 16:00 | 185.9 |  | 77.1833 | 23.1727 | 3.0154 | 0.2 | 14.9272 | 286.3621 | 74.4678 | 0 |  | 185.9 | 112.8457 | 78.6732 | 0.043015 | 112.8457 | 78.6732 | 0.038109 | 97.3854 | 74.8249 | 0 | 168.7661 | 168.6466 | 19436.088 | 32.0244 | 18769.92 | 18350.521 | 17300.074 | 0 | 0 | 17268.715 | 754.9206 | 0 | 0 | 0 | 0 | 17268.715 | 754.9206 | 16371.429 | 16289.5713
5970 | 2021-09-06 17:00 | 8.6333 |  | 8.6333 | 21.9129 | 2.6662 | 0.2 | 2.2258 | 278.4368 | 87.1723 | 0 |  | 8.6333 | 0 | 8.7004 | 0.0019976 | 0 | 8.7004 | 0.0017698 | 0 | 8.2739 | 0 | 8.1084 | 8.1082 | 934.4955 | 22.3453 | 509.7215 | 511.3945 | 499.7154 | 0 | 0 | 499.681 | 644.0938 | 0 | 0 | 0 | 4.4221 | 495.2589 | 658.5277 | 408.644 | 406.6007995605469
5971 | 2021-09-06 18:00 | 0 |  | 0 | 20.9043 | 2.1775 | 0.2
5972 | 2021-09-06 19:00 | 0 |  | 0 | 19.9467 | 2.0758 | 0.2
5973 | 2021-09-06 20:00 | 0 |  | 0 | 18.9892 | 1.7808 | 0.2
5974 | 2021-09-06 21:00 | 0 |  | 0 | 18.0317 | 0.86708 | 0.2
5975 | 2021-09-06 22:00 | 0 |  | 0 | 17.0742 | 0.83542 | 0.2
5976 | 2021-09-06 23:00 | 0 |  | 0 | 16.1293 | 1.1846 | 0.2
5977 | 2021-09-07 | 0 |  | 0 | 15.2296 | 1.5337 | 0.2
5978 | 2021-09-07 01:00 | 0 |  | 0 | 14.1371 | 1.9983 | 0.2
5979 | 2021-09-07 02:00 | 0 |  | 0 | 13.0714 | 1.9742 | 0.2
5980 | 2021-09-07 03:00 | 0 |  | 0 | 12.393 | 2.2 | 0.2
5981 | 2021-09-07 04:00 | 0 |  | 0 | 11.8021 | 2.0483 | 0.2
5982 | 2021-09-07 05:00 | 0 |  | 0 | 11.4258 | 2.6329 | 0.2
5983 | 2021-09-07 06:00 | 17.2667 |  | 17.2667 | 11.801 | 2.8525 | 0.2 | 4.6728 | 80.3561 | 85.6624 | 0 |  | 17.2667 | 0 | 17.1945 | 0.0039953 | 0 | 17.1945 | 0.0035396 | 0 | 16.3522 | 0 | 16.0252 | 16.025 | 1846.935 | 12.6484 | 1333.0024 | 1375.1841 | 1332.294 | 0 | 0 | 1332.093 | 713.9469 | 0 | 0 | 0 | 0 | 1332.093 | 713.9469 | 1109.5062 | 1103.958740234375
5984 | 2021-09-07 07:00 | 210.3667 |  | 88.0833 | 13.4923 | 2.4821 | 0.2 | 17.3255 | 72.2801 | 72.9304 | 0 |  | 210.3667 | 120.4921 | 88.3196 | 0.048676 | 120.4921 | 88.3196 | 0.043125 | 105.9856 | 83.9904 | 0 | 186.1764 | 186.237 | 21464.137 | 23.5073 | 20819.71 | 20908.795 | 19908.346 | 0 | 0 | 19870.887 | 777.1481 | 0 | 0 | 0 | 0 | 19870.887 | 777.1481 | 18959.18 | 18864.3828
5985 | 2021-09-07 08:00 | 395.8167 |  | 140.75 | 15.2681 | 3.9917 | 0.2 | 29.3614 | 62.6435 | 60.7973 | 0 |  | 395.8167 | 253.7797 | 141.5479 | 0.091586 | 253.7797 | 141.5479 | 0.081142 | 240.4583 | 134.6122 | 0 | 367.5691 | 367.6374 | 42371.27 | 33.7257 | 42080.434 | 40981.24 | 39278.727 | 0 | 0 | 39128.28 | 763.8857 | 0 | 0 | 0 | 0 | 39128.28 | 763.8857 | 38098.863 | 37908.3672
5986 | 2021-09-07 09:00 | 572.2333 |  | 160.2 | 16.9077 | 4.1863 | 0.2 | 40.2326 | 50.1407 | 49.792 | 0 |  | 572.2333 | 411.8185 | 162.0067 | 0.13241 | 411.8185 | 162.0067 | 0.11731 | 400.513 | 154.0708 | 0 | 543.4921 | 543.4919 | 62638.613 | 43.9538 | 62727.94 | 59190.664 | 57488.543 | 0 | 0 | 57145.375 | 736.9965 | 0 | 0 | 0 | 0 | 57145.375 | 736.9965 | 55699.605 | 55421.1055
5987 | 2021-09-07 10:00 | 704.0167 |  | 183.4167 | 18.3522 | 4.4508 | 0.2 | 48.9317 | 33.0203 | 40.8897 | 0 |  | 704.0167 | 521.9141 | 185.7677 | 0.1629 | 521.9141 | 185.7677 | 0.14432 | 513.4839 | 176.67 | 0 | 676.3508 | 676.4183 | 77958.414 | 51.6103 | 78272.48 | 72038.74 | 68896.57 | 0 | 0 | 68385.32 | 724.0947 | 0 | 0 | 0 | 0 | 68385.32 | 724.0947 | 66608.72 | 66275.6797
5988 | 2021-09-07 11:00 | 777.8333 |  | 174.7 | 19.5121 | 3.93 | 0.2 | 53.8095 | 10.2976 | 35.7212 | 0 |  | 777.8333 | 606.192 | 177.4085 | 0.17998 | 606.192 | 177.4085 | 0.15945 | 599.1354 | 168.7223 | 0 | 752.5005 | 752.5573 | 86731.89 | 57.4011 | 87125.49 | 78636.98 | 75909.945 | 0 | 0 | 75248.4 | 703.518 | 0 | 0 | 0 | 0 | 75248.4 | 703.518 | 73207.56 | 72841.5234
5989 | 2021-09-07 12:00 | 777.8667 |  | 171.2333 | 20.3261 | 3.4646 | 0.2 | 53.2898 | 345.0603 | 35.9805 | 0 |  | 777.8667 | 611.2363 | 174.2019 | 0.17999 | 611.2363 | 174.2019 | 0.15946 | 603.9624 | 165.6745 | 0 | 754.2442 | 754.1841 | 86922.99 | 59.1097 | 87315.18 | 78331.79 | 75009.56 | 0 | 0 | 74361.82 | 700.7239 | 0 | 0 | 0 | 0 | 74361.82 | 700.7239 | 72356 | 71994.2188
5990 | 2021-09-07 13:00 | 708.5833 |  | 144.2 | 20.7565 | 3.4604 | 0.2 | 47.5726 | 323.2915 | 41.6244 | 0 |  | 708.5833 | 570.2992 | 146.8372 | 0.16396 | 570.2992 | 146.8372 | 0.14526 | 560.5837 | 139.65 | 0 | 686.229 | 686.3867 | 79107.21 | 56.0604 | 79429.305 | 71989.25 | 69279.62 | 0 | 0 | 68736.82 | 708.8794 | 0 | 0 | 0 | 0 | 68736.82 | 708.8794 | 66947.06 | 66612.3281
5991 | 2021-09-07 14:00 | 583.6 |  | 108.9333 | 20.7908 | 3.9925 | 0.2 | 38.3738 | 307.1407 | 50.8726 | 0 |  | 583.6 | 481.5045 | 111.3762 | 0.13504 | 481.5045 | 111.3762 | 0.11964 | 467.3488 | 105.9259 | 0 | 561.8093 | 561.816 | 64751.74 | 48.9963 | 64873.098 | 60184.81 | 57098.49 | 0 | 0 | 56747.668 | 731.7438 | 0 | 0 | 0 | 0 | 56747.668 | 731.7438 | 55310.695 | 55034.1445
5992 | 2021-09-07 15:00 | 410.2667 |  | 72.1167 | 20.3248 | 5.1167 | 0.2 | 27.2353 | 295.2729 | 62.0886 | 0 |  | 410.2667 | 345.2562 | 74.0999 | 0.09493 | 345.2562 | 74.0999 | 0.084104 | 325.5745 | 70.4749 | 0 | 388.1284 | 387.8883 | 44705.633 | 38.8273 | 44459.76 | 42592.758 | 40380.555 | 0 | 0 | 40212.305 | 749.0168 | 0 | 0 | 0 | 0 | 40212.305 | 749.0168 | 39156.805 | 38961.0234
5993 | 2021-09-07 16:00 | 196.85 |  | 70.3333 | 19.3312 | 5.8458 | 0.2 | 15.0602 | 285.9894 | 74.3385 | 0 |  | 196.85 | 131.2469 | 72.1061 | 0.045548 | 131.2469 | 72.1061 | 0.040354 | 113.4636 | 68.5797 | 0 | 178.4024 | 178.2068 | 20539.225 | 27.5544 | 19886.658 | 19717.018 | 18447.38 | 0 | 0 | 18412.248 | 764.911 | 0 | 0 | 0 | 0 | 18412.248 | 764.911 | 17504.727 | 17417.2031
5994 | 2021-09-07 17:00 | 9.8 |  | 9.8 | 18.1101 | 5.8833 | 0.2 | 2.3413 | 278.0703 | 87.1031 | 0 |  | 9.8 | 0 | 9.8429 | 0.0022676 | 0 | 9.8429 | 0.002009 | 0 | 9.3605 | 0 | 9.1733 | 9.1741 | 1057.3514 | 18.5327 | 617.144 | 623.3739 | 605.941 | 0 | 0 | 605.8926 | 659.8819 | 0 | 0 | 0 | 0.56385 | 605.3288 | 664.5507 | 500.0844 | 497.584
5995 | 2021-09-07 18:00 | 0 |  | 0 | 17.499 | 4.2817 | 0.2
5996 | 2021-09-07 19:00 | 0 |  | 0 | 17.0008 | 4.2558 | 0.2
5997 | 2021-09-07 20:00 | 0 |  | 0 | 16.5025 | 2.6987 | 0.2
5998 | 2021-09-07 21:00 | 0 |  | 0 | 16.0043 | 2.0258 | 0.2
5999 | 2021-09-07 22:00 | 0 |  | 0 | 15.5145 | 2.2967 | 0.2
6000 | 2021-09-07 23:00 | 0 |  | 0 | 15.1185 | 2.745 | 0.2
6001 | 2021-09-08 | 0 |  | 0 | 14.9894 | 3.3604 | 0.2
6002 | 2021-09-08 01:00 | 0 |  | 0 | 14.8837 | 3.3717 | 0.2
6003 | 2021-09-08 02:00 | 0 |  | 0 | 14.5843 | 4.0854 | 0.2
6004 | 2021-09-08 03:00 | 0 |  | 0 | 14.311 | 3.9588 | 0.2
6005 | 2021-09-08 04:00 | 0 |  | 0 | 14.5913 | 4.8975 | 0.2
6006 | 2021-09-08 05:00 | 0 |  | 0 | 14.6317 | 4.3075 | 0.2
6007 | 2021-09-08 06:00 | 13.8667 |  | 13.3667 | 14.8136 | 3.5767 | 0.2 | 4.9376 | 80.6363 | 85.4015 | 0 |  | 13.8667 | 0.4605 | 13.5028 | 0.0032086 | 0.4605 | 13.5028 | 0.0028426 | 0.20791 | 12.8421 | 0 | 12.789 | 12.7908 | 1474.2089 | 15.468 | 991.1075 | 1012.6403 | 978.412 | 0 | 0 | 978.2958 | 692.0994 | 0 | 0 | 0 | 0 | 978.2958 | 692.0994 | 811.6039 | 807.5459
6008 | 2021-09-08 07:00 | 105.9167 |  | 98.9667 | 14.3282 | 3.9562 | 0.2 | 17.6052 | 72.5576 | 72.655 | 0 |  | 105.9167 | 6.8482 | 99.5319 | 0.024508 | 6.8482 | 99.5319 | 0.021713 | 6.0417 | 94.6561 | 0 | 98.6838 | 98.6851 | 11373.793 | 19.2908 | 10648.779 | 10835.888 | 10408.278 | 0 | 0 | 10397.963 | 773.8049 | 0 | 0 | 0 | 0 | 10397.963 | 773.8049 | 9538.32 | 9490.6289
6009 | 2021-09-08 08:00 | 185.7 |  | 177.2833 | 15.8818 | 4.8071 | 0.2 | 29.6647 | 62.9161 | 60.4985 | 0 |  | 185.7 | 8.3735 | 176.2802 | 0.042968 | 8.3735 | 176.2802 | 0.038068 | 7.9419 | 167.6432 | 0 | 172.0734 | 172.0764 | 19832.104 | 24.2064 | 19166.574 | 19211.273 | 18494.422 | 0 | 0 | 18461.754 | 773.5039 | 0 | 0 | 0 | 0 | 18461.754 | 773.5039 | 17553.928 | 17466.1582
6010 | 2021-09-08 09:00 | 303.9 |  | 257.2167 | 17.6109 | 5.2217 | 0.2 | 40.5686 | 50.388 | 49.4608 | 0 |  | 303.9 | 46.6547 | 259.4246 | 0.070318 | 46.6547 | 259.4246 | 0.062299 | 45.3984 | 246.7161 | 0 | 286.2722 | 286.2654 | 32993.16 | 31.2009 | 32529.352 | 31922.172 | 30606.002 | 0 | 0 | 30515.1 | 764.6464 | 0 | 0 | 0 | 0 | 30515.1 | 764.6464 | 29612.58 | 29464.5176
6011 | 2021-09-08 10:00 | 265.8333 |  | 257.5167 | 18.2873 | 5.9133 | 0.2 | 49.3027 | 33.1786 | 40.5229 | 0 |  | 265.8333 | 8.3369 | 256.3426 | 0.06151 | 8.3369 | 256.3426 | 0.054495 | 8.2053 | 243.7841 | 0 | 246.9495 | 246.9475 | 28461.781 | 29.6476 | 27920.809 | 27528.2 | 26100.059 | 0 | 0 | 26035.383 | 776.0294 | 0 | 0 | 0 | 0 | 26035.383 | 776.0294 | 25173.916 | 25048.0469
6012 | 2021-09-08 11:00 | 237.35 |  | 234.0833 | 18.5174 | 7.4854 | 0.2 | 54.1939 | 10.2531 | 35.3378 | 0 |  | 237.35 | 3.2829 | 233.0361 | 0.054919 | 3.2829 | 233.0361 | 0.048656 | 3.2457 | 221.6196 | 0 | 220.368 | 220.3663 | 25397.707 | 27.955 | 24808.219 | 24585.057 | 23748.31 | 0 | 0 | 23693.584 | 768.7947 | 0 | 0 | 0 | 0 | 23693.584 | 768.7947 | 22818.062 | 22703.9727
6013 | 2021-09-08 12:00 | 162.15 |  | 161.5667 | 18.517 | 6.4325 | 0.2 | 53.6362 | 344.777 | 35.6325 | 0 |  | 162.15 | 0.58769 | 160.77 | 0.037519 | 0.58769 | 160.77 | 0.03324 | 0.58086 | 152.8937 | 0 | 150.405 | 150.4036 | 17334.996 | 25.2744 | 16642.613 | 16627.559 | 16060.944 | 0 | 0 | 16035.872 | 768.4666 | 0 | 0 | 0 | 0 | 16035.872 | 768.4666 | 15156.462 | 15080.6797
6014 | 2021-09-08 13:00 | 218.7667 |  | 214.6167 | 18.5632 | 6.7438 | 0.2 | 47.8479 | 322.8905 | 41.3494 | 0 |  | 218.7667 | 4.193 | 213.6979 | 0.05062 | 4.193 | 213.6979 | 0.044847 | 4.1227 | 203.2293 | 0 | 203.205 | 203.2001 | 23419.582 | 27.5644 | 22801.074 | 22622.516 | 21643.08 | 0 | 0 | 21598.133 | 771.9965 | 0 | 0 | 0 | 0 | 21598.133 | 771.9965 | 20694.32 | 20590.8496
6015 | 2021-09-08 14:00 | 129.3667 |  | 129.3667 | 18.374 | 9.7925 | 0.2 | 38.5835 | 306.7275 | 50.6652 | 0 |  | 129.3667 | 0 | 128.6912 | 0.029934 | 0 | 128.6912 | 0.02652 | 0 | 122.3865 | 0 | 119.9387 | 119.9371 | 13823.12 | 22.9987 | 13104.73 | 13184.851 | 12576.899 | 0 | 0 | 12561.82 | 772.9296 | 0 | 0 | 0 | 0 | 12561.82 | 772.9296 | 11770.983 | 11712.1279
6016 | 2021-09-08 15:00 | 108.3167 |  | 108.3167 | 18.0382 | 8.4575 | 0.2 | 27.3981 | 294.8795 | 61.9291 | 0 |  | 108.3167 | 0 | 107.7494 | 0.025063 | 0 | 107.7494 | 0.022205 | 0 | 102.4707 | 0 | 100.4213 | 100.421 | 11573.869 | 22.1529 | 10848.907 | 10943.839 | 10480.514 | 0 | 0 | 10469.882 | 768.9822 | 0 | 0 | 0 | 0 | 10469.882 | 768.9822 | 9611.306 | 9563.249
6017 | 2021-09-08 16:00 | 74.4833 |  | 74.4833 | 17.8221 | 8.5904 | 0.2 | 15.1928 | 285.6142 | 74.2097 | 0 |  | 74.4833 | 0 | 74.1329 | 0.017234 | 0 | 74.1329 | 0.015269 | 0 | 70.5014 | 0 | 69.0914 | 69.092 | 7962.9834 | 20.6361 | 7253.417 | 7351.6396 | 7057.158 | 0 | 0 | 7052.172 | 758.3636 | 0 | 0 | 0 | 0 | 7052.172 | 758.3636 | 6249.422 | 6218.1748
6018 | 2021-09-08 17:00 | 5.5167 |  | 5.5167 | 17.3967 | 7.4704 | 0.2 | 2.4566 | 277.7019 | 87.0146 | 0 |  | 5.5167 | 0 | 5.6133 | 0.0012765 | 0 | 5.6133 | 0.0011309 | 0 | 5.338 | 0 | 5.2313 | 5.2306 | 602.8438 | 17.6209 | 235.5789 | 234.334 | 232.1138 | 0 | 0 | 232.1043 | 571.766 | 0 | 0 | 0 | 18.4919 | 213.6124 | 649.9999 | 175.6939 | 174.8154
6019 | 2021-09-08 18:00 | 0 |  | 0 | 16.9465 | 6.9058 | 0.2
6020 | 2021-09-08 19:00 | 0 |  | 0 | 16.4525 | 5.885 | 0.2
6021 | 2021-09-08 20:00 | 0 |  | 0 | 15.7407 | 4.925 | 0.2
6022 | 2021-09-08 21:00 | 0 |  | 0 | 15.3873 | 5.4662 | 0.2
6023 | 2021-09-08 22:00 | 0 |  | 0 | 15.2759 | 3.9479 | 0.2
6024 | 2021-09-08 23:00 | 0 |  | 0 | 14.8072 | 3.3058 | 0.2
6025 | 2021-09-09 | 0 |  | 0 | 13.961 | 2.4179 | 0.2
6026 | 2021-09-09 01:00 | 0 |  | 0 | 13.0073 | 2.15 | 0.2
6027 | 2021-09-09 02:00 | 0 |  | 0 | 12.0981 | 2.4071 | 0.2
6028 | 2021-09-09 03:00 | 0 |  | 0 | 11.5229 | 3.0283 | 0.2
6029 | 2021-09-09 04:00 | 0 |  | 0 | 11.0232 | 1.7696 | 0.2
6030 | 2021-09-09 05:00 | 0 |  | 0 | 10.7253 | 1.65 | 0.2
6031 | 2021-09-09 06:00 | 21.85 |  | 21.7667 | 11.1775 | 1.5983 | 0.2 | 5.2039 | 80.9178 | 85.1393 | 0 |  | 21.85 | 0.077804 | 21.634 | 0.0050558 | 0.077804 | 21.634 | 0.0044792 | 0.036956 | 20.5741 | 0 | 20.1988 | 20.1989 | 2328.0142 | 12.3082 | 1781.2065 | 1843.8383 | 1778.7719 | 0 | 0 | 1778.427 | 726.2198 | 0 | 0 | 0 | 0 | 1778.427 | 726.2198 | 1488.6514 | 1481.2081298828125
6032 | 2021-09-09 07:00 | 203.4 |  | 101.2667 | 12.8241 | 2.1313 | 0.2 | 17.886 | 72.8367 | 72.3784 | 0 |  | 203.4 | 100.6379 | 101.4713 | 0.047064 | 100.6379 | 101.4713 | 0.041697 | 89.0424 | 96.4975 | 0 | 181.8291 | 181.9173 | 20965.764 | 22.7642 | 20314.9 | 20446.97 | 19229.545 | 0 | 0 | 19195.164 | 784.4389 | 0 | 0 | 5.9288 | 0 | 19189.236 | 782.476 | 18278.248 | 18186.8555
6033 | 2021-09-09 08:00 | 436.5167 |  | 96.5167 | 14.8205 | 2.8838 | 0.2 | 29.9691 | 63.1911 | 60.1987 | 0 |  | 436.5167 | 338.2286 | 97.6413 | 0.101 | 338.2286 | 97.6413 | 0.089485 | 321.1083 | 92.8569 | 0 | 405.6859 | 405.7201 | 46759.48 | 36.2433 | 46552.574 | 44990.316 | 43209.52 | 0 | 0 | 43024.96 | 757.9059 | 0 | 0 | 0 | 0 | 43024.96 | 757.9059 | 41902.414 | 41692.9023
6034 | 2021-09-09 09:00 | 573.9667 |  | 179.1667 | 16.3833 | 3.0604 | 0.2 | 40.9056 | 50.6385 | 49.1286 | 0 |  | 573.9667 | 394.5223 | 180.9806 | 0.13281 | 394.5223 | 180.9806 | 0.11766 | 384.1025 | 172.115 | 0 | 545.0932 | 545.1031 | 62824.965 | 44.9352 | 62917.113 | 59176.277 | 56693.992 | 0 | 0 | 56360.836 | 740.657 | 0 | 0 | 0 | 0 | 56360.836 | 740.657 | 54932.438 | 54657.7773
6035 | 2021-09-09 10:00 | 628.9667 |  | 276.3 | 17.54 | 3.6046 | 0.2 | 49.6752 | 33.3394 | 40.1545 | 0 |  | 628.9667 | 353.4912 | 278.327 | 0.14553 | 353.4912 | 278.327 | 0.12894 | 348.0367 | 264.695 | 0 | 600.477 | 600.4205 | 69201.53 | 48.2203 | 69398.375 | 64590.566 | 62153.957 | 0 | 0 | 61743.035 | 729.2793 | 0 | 0 | 0 | 0 | 61743.035 | 729.2793 | 60196.84 | 59895.8555
6036 | 2021-09-09 11:00 | 676.2167 |  | 290.7333 | 18.4372 | 4.5742 | 0.2 | 54.5799 | 10.2068 | 34.9528 | 0 |  | 676.2167 | 387.3629 | 293.3364 | 0.15647 | 387.3629 | 293.3364 | 0.13862 | 383.0796 | 278.972 | 0 | 648.8106 | 648.6891 | 74762.99 | 50.1534 | 75038.9 | 69402.03 | 67268.125 | 0 | 0 | 66778.28 | 722.9327 | 0 | 0 | 0 | 0 | 66778.28 | 722.9327 | 65061.285 | 64735.9766
6037 | 2021-09-09 12:00 | 723.4334 |  | 241.55 | 19.148 | 3.9275 | 0.2 | 53.9834 | 344.487 | 35.2838 | 0 |  | 723.4334 | 485.4358 | 244.7305 | 0.16739 | 485.4358 | 244.7305 | 0.1483 | 479.9192 | 232.7493 | 0 | 698.4152 | 698.3804 | 80489.45 | 54.3134 | 80830.234 | 73719.664 | 71245.2 | 0 | 0 | 70674.75 | 709.718 | 0 | 0 | 0 | 0 | 70674.75 | 709.718 | 68811.74 | 68467.6797
6038 | 2021-09-09 13:00 | 649.25 |  | 235.0167 | 19.5011 | 4.3312 | 0.2 | 48.1226 | 322.483 | 41.075 | 0 |  | 649.25 | 418.4696 | 237.9473 | 0.15023 | 418.4696 | 237.9473 | 0.13309 | 411.5763 | 226.2991 | 0 | 625.118 | 625.1942 | 72055.2 | 50.4084 | 72290.95 | 66780.48 | 64566.68 | 0 | 0 | 64106.19 | 718.4124 | 0 | 0 | 0 | 0 | 64106.19 | 718.4124 | 62486.402 | 62173.9688
6039 | 2021-09-09 14:00 | 473.1833 |  | 241.1833 | 19.3815 | 4.975 | 0.2 | 38.7923 | 306.3098 | 50.4588 | 0 |  | 473.1833 | 235.2647 | 243.0537 | 0.10949 | 235.2647 | 243.0537 | 0.097002 | 228.5123 | 231.1546 | 0 | 450.4736 | 450.2057 | 51888.67 | 40.9955 | 51779.93 | 49304.367 | 47369.33 | 0 | 0 | 47136.74 | 744.7492 | 0 | 0 | 0 | 0 | 47136.74 | 744.7492 | 45917.766 | 45688.1797
6040 | 2021-09-09 15:00 | 307.6167 |  | 181.85 | 18.7692 | 4.4162 | 0.2 | 27.5601 | 294.4831 | 61.7705 | 0 |  | 307.6167 | 128.3449 | 183.4123 | 0.071178 | 128.3449 | 183.4123 | 0.063061 | 121.171 | 174.4342 | 0 | 289.6931 | 289.6239 | 33379.96 | 33.0319 | 32923.508 | 32121.008 | 30732.805 | 0 | 0 | 30638.799 | 761.9244 | 0 | 0 | 0 | 0 | 30638.799 | 761.9244 | 29735.592 | 29586.9141
6041 | 2021-09-09 16:00 | 146.0167 |  | 87.2167 | 17.7931 | 4.2033 | 0.2 | 15.3249 | 285.2369 | 74.0814 | 0 |  | 146.0167 | 60.9304 | 88.1685 | 0.033786 | 60.9304 | 88.1685 | 0.029933 | 52.8528 | 83.8537 | 0 | 133.9724 | 133.9654 | 15439.82 | 24.4545 | 14733.482 | 14753.193 | 13985.502 | 0 | 0 | 13966.15 | 769.1492 | 0 | 0 | 0 | 0 | 13966.15 | 769.1492 | 13132.72 | 13067.0557
6042 | 2021-09-09 17:00 | 8.6167 |  | 8.6167 | 16.6968 | 3.5671 | 0.2 | 2.572 | 277.3318 | 86.9033 | 0 |  | 8.6167 | 0 | 8.6865 | 0.0019938 | 0 | 8.6865 | 0.0017664 | 0 | 8.2607 | 0 | 8.0955 | 8.0958 | 933.0371 | 17.1111 | 508.4766 | 513.0342 | 500.252 | 0 | 0 | 500.219 | 659.2329 | 0 | 0 | 0 | 0.79599 | 499.423 | 663.0441 | 412.0992 | 410.0386657714844
6043 | 2021-09-09 18:00 | 0 |  | 0 | 16.0881 | 3.13 | 0.2
6044 | 2021-09-09 19:00 | 0 |  | 0 | 15.577 | 2.3438 | 0.2
6045 | 2021-09-09 20:00 | 0 |  | 0 | 15.1062 | 1.8258 | 0.2
6046 | 2021-09-09 21:00 | 0 |  | 0 | 14.5507 | 2.0967 | 0.2
6047 | 2021-09-09 22:00 | 0 |  | 0 | 13.979 | 2.4242 | 0.2
6048 | 2021-09-09 23:00 | 0 |  | 0 | 13.4495 | 2.495 | 0.2
6049 | 2021-09-10 | 0 |  | 0 | 13.1833 | 3.495 | 0.2
6050 | 2021-09-10 01:00 | 0 |  | 0 | 12.9699 | 3.55 | 0.2
6051 | 2021-09-10 02:00 | 0 |  | 0 | 12.7712 | 3.6379 | 0.2
6052 | 2021-09-10 03:00 | 0 |  | 0 | 12.6508 | 3.4146 | 0.2
6053 | 2021-09-10 04:00 | 0 |  | 0 | 12.5248 | 3.2017 | 0.2
6054 | 2021-09-10 05:00 | 0 |  | 0 | 12.4831 | 2.9171 | 0.2
6055 | 2021-09-10 06:00 | 5.1667 |  | 5.1667 | 12.6227 | 2.2163 | 0.2 | 5.4714 | 81.2003 | 84.8758 | 0 |  | 5.1667 | 0 | 5.1557 | 0.0011955 | 0 | 5.1557 | 0.0010592 | 0 | 4.9033 | 0 | 4.8052 | 4.8045 | 553.7136 | 12.8842 | 199.6151 | 197.4157 | 196.0642 | 0 | 0 | 196.0565 | 539.5503 | 0 | 0 | 0 | 21.8792 | 174.1773 | 649.9999 | 143.195 | 142.479
6056 | 2021-09-10 07:00 | 114.0333 |  | 105.0667 | 13.3542 | 2.0758 | 0.2 | 18.1678 | 73.1176 | 72.1009 | 0 |  | 114.0333 | 8.8354 | 105.6916 | 0.026386 | 8.8354 | 105.6916 | 0.023377 | 7.8393 | 100.514 | 0 | 106.1862 | 106.1855 | 12238.204 | 19.1709 | 11514.065 | 11720.189 | 11265.408 | 0 | 0 | 11253.375 | 773.7758 | 0 | 0 | 0 | 0 | 11253.375 | 773.7758 | 10412.651 | 10360.5879
6057 | 2021-09-10 08:00 | 214.55 |  | 193.1833 | 14.9323 | 1.8775 | 0.2 | 30.2744 | 63.4686 | 59.898 | 0 |  | 214.55 | 21.2536 | 194.6467 | 0.049644 | 21.2536 | 194.6467 | 0.043982 | 20.1972 | 185.1112 | 0 | 201.2022 | 201.2053 | 23189.9 | 26.054 | 22568.195 | 22493.39 | 21314.268 | 0 | 0 | 21271.346 | 775.0811 | 0 | 0 | 2.4879 | 0 | 21268.857 | 774.1506 | 20362.465 | 20260.6523
6058 | 2021-09-10 09:00 | 450.3667 |  | 275.0833 | 16.7026 | 1.5154 | 0.2 | 41.2437 | 50.8922 | 48.7954 | 0 |  | 450.3667 | 175.1444 | 275.7024 | 0.10421 | 175.1444 | 275.7024 | 0.092324 | 170.6077 | 262.1958 | 0 | 424.1474 | 424.1462 | 48884.348 | 40.537 | 48718.27 | 46457.07 | 44510.21 | 0 | 0 | 44309.305 | 747.557 | 0 | 0 | 0 | 0 | 44309.305 | 747.557 | 43156.438 | 42940.6562
6059 | 2021-09-10 10:00 | 342.5 |  | 307.3833 | 17.4127 | 1.1904 | 0.2 | 50.0492 | 33.5027 | 39.7849 | 0 |  | 342.5 | 35.1955 | 310.2713 | 0.07925 | 35.1955 | 310.2713 | 0.070212 | 34.6649 | 295.0727 | 0 | 323.1428 | 323.1368 | 37242.754 | 35.8414 | 36855.625 | 35656.344 | 34396.61 | 0 | 0 | 34279.57 | 754.8563 | 0 | 0 | 0 | 0 | 34279.57 | 754.8563 | 33328.664 | 33162.0195
6060 | 2021-09-10 11:00 | 350.4333 |  | 328.6333 | 17.9567 | 0.9 | 0.2 | 54.9675 | 10.1588 | 34.5664 | 0 |  | 350.4333 | 21.9042 | 331.8965 | 0.081085 | 21.9042 | 331.8965 | 0.071838 | 21.6682 | 315.6393 | 0 | 330.5614 | 330.553 | 38096.734 | 37.0592 | 37725.406 | 36358.76 | 34993.277 | 0 | 0 | 34870.91 | 755.8545 | 0 | 0 | 0 | 0 | 34870.91 | 755.8545 | 33912.18 | 33742.6211
6061 | 2021-09-10 12:00 | 349.55 |  | 328.3333 | 18.3447 | 1.2087 | 0.2 | 54.331 | 344.1904 | 34.9346 | 0 |  | 349.55 | 21.3708 | 327.1948 | 0.080881 | 21.3708 | 327.1948 | 0.071657 | 21.1335 | 311.1667 | 0 | 325.6543 | 325.6352 | 37530.61 | 36.9004 | 37148.816 | 35821.066 | 34486.508 | 0 | 0 | 34366.86 | 752.7812 | 0 | 0 | 0 | 0 | 34366.86 | 752.7812 | 33414.78 | 33247.707
6062 | 2021-09-10 13:00 | 466.7833 |  | 324.95 | 18.8285 | 1.7563 | 0.2 | 48.3967 | 322.0691 | 40.8013 | 0 |  | 466.7833 | 143.2659 | 326.0956 | 0.10801 | 143.2659 | 326.0956 | 0.09569 | 140.9453 | 310.1271 | 0 | 442.051 | 442.0519 | 50948.418 | 43.3983 | 50821.83 | 48021.23 | 46487.844 | 0 | 0 | 46261.56 | 737.3012 | 0 | 0 | 0 | 0 | 46261.56 | 737.3012 | 45062.953 | 44837.6367
6063 | 2021-09-10 14:00 | 354.6167 |  | 266.2 | 19.0353 | 2.4983 | 0.2 | 39.0002 | 305.8877 | 50.2535 | 0 |  | 354.6167 | 89.6462 | 267.2421 | 0.082053 | 89.6462 | 267.2421 | 0.072696 | 87.1038 | 254.1566 | 0 | 334.4352 | 334.3823 | 38539.895 | 37.0037 | 38176.96 | 36796.906 | 35031.58 | 0 | 0 | 34907.613 | 755.3294 | 0 | 0 | 0 | 0 | 34907.613 | 755.3294 | 33948.406 | 33778.6641
6064 | 2021-09-10 15:00 | 312.3833 |  | 165.1 | 19.0266 | 2.2017 | 0.2 | 27.7213 | 294.0837 | 61.6128 | 0 |  | 312.3833 | 150.2652 | 166.5366 | 0.072281 | 150.2652 | 166.5366 | 0.064038 | 141.9474 | 158.3844 | 0 | 294.3252 | 294.2749 | 33915.305 | 35.0546 | 33468.402 | 32447.496 | 31349.738 | 0 | 0 | 31250.406 | 756.1005 | 0 | 0 | 0 | 0 | 31250.406 | 756.1005 | 30344.148 | 30192.4277
6065 | 2021-09-10 16:00 | 125.1 |  | 101.25 | 18.5168 | 2.3225 | 0.2 | 15.4566 | 284.8574 | 73.9536 | 0 |  | 125.1 | 24.7006 | 101.8171 | 0.028946 | 24.7006 | 101.8171 | 0.025645 | 21.4611 | 96.833 | 0 | 115.9283 | 115.9355 | 13361.693 | 24.7967 | 12641.941 | 12647.546 | 12107.352 | 0 | 0 | 12092.754 | 762.8836 | 0 | 0 | 0 | 0 | 12092.754 | 762.8836 | 11283.843 | 11227.4229
6066 | 2021-09-10 17:00 | 7.1333 |  | 7.1333 | 17.7424 | 2.7088 | 0.2 | 2.6874 | 276.96 | 86.792 | 0 |  | 7.1333 | 0 | 7.2155 | 0.0016506 | 0 | 7.2155 | 0.0014623 | 0 | 6.8617 | 0 | 6.7245 | 6.7252 | 775.106 | 18.1003 | 373.8523 | 374.8208 | 366.022 | 0 | 0 | 366.0031 | 637.3011 | 0 | 0 | 0 | 4.5087 | 361.4943 | 652.1387 | 297.823 | 296.3338928222656
6067 | 2021-09-10 18:00 | 0 |  | 0 | 17.0159 | 3.1717 | 0.2
6068 | 2021-09-10 19:00 | 0 |  | 0 | 16.3036 | 3.4008 | 0.2
6069 | 2021-09-10 20:00 | 0 |  | 0 | 15.5982 | 3.0283 | 0.2
6070 | 2021-09-10 21:00 | 0 |  | 0 | 14.9202 | 2.6179 | 0.2
6071 | 2021-09-10 22:00 | 0 |  | 0 | 14.1537 | 1.7204 | 0.2
6072 | 2021-09-10 23:00 | 0 |  | 0 | 13.3647 | 0.97667 | 0.2
6073 | 2021-09-11 | 0 |  | 0 | 12.5196 | 1.2837 | 0.2
6074 | 2021-09-11 01:00 | 0 |  | 0 | 11.5499 | 1.745 | 0.2
6075 | 2021-09-11 02:00 | 0 |  | 0 | 10.6103 | 2.1913 | 0.2
6076 | 2021-09-11 03:00 | 0 |  | 0 | 9.9828 | 0.97125 | 0.2
6077 | 2021-09-11 04:00 | 0 |  | 0 | 9.4259 | 0.48792 | 0.2
6078 | 2021-09-11 05:00 | 0 |  | 0 | 9.0584 | 0.67333 | 0.2
6079 | 2021-09-11 06:00 | 24.5667 |  | 24.4667 | 9.4244 | 0.89583 | 0.2 | 5.74 | 81.484 | 84.6112 | 0 |  | 24.5667 | 0.093845 | 24.3123 | 0.0056844 | 0.093845 | 24.3123 | 0.0050361 | 0.048544 | 23.1212 | 0 | 22.7064 | 22.7064 | 2616.949 | 10.7368 | 2053.123 | 2136.2988 | 2055.8953 | 0 | 0 | 2055.4453 | 736.17 | 0 | 0 | 0 | 0 | 2055.4453 | 736.17 | 1725.8347 | 1717.2054443359375
6080 | 2021-09-11 07:00 | 251.1667 |  | 78.3667 | 11.0315 | 1.6321 | 0.2 | 18.4505 | 73.4002 | 71.8224 | 0 |  | 251.1667 | 170.2711 | 78.9254 | 0.058116 | 170.2711 | 78.9254 | 0.051489 | 151.4848 | 75.0565 | 0 | 222.0104 | 222.0566 | 25592.06 | 23.4436 | 25006.44 | 25115.172 | 23765.504 | 0 | 0 | 23713.139 | 780.4541 | 0 | 0 | 24.0082 | 0 | 23689.13 | 777.0159 | 22813.53 | 22699.4609
6081 | 2021-09-11 08:00 | 467.75 |  | 71.6833 | 12.7491 | 2.0967 | 0.2 | 30.5804 | 63.7486 | 59.5965 | 0 |  | 467.75 | 393.9403 | 72.7628 | 0.10823 | 393.9403 | 72.7628 | 0.095888 | 374.7116 | 69.1976 | 0 | 435.031 | 435.0318 | 50138.688 | 36.5571 | 49996.67 | 48275.023 | 46178.13 | 0 | 0 | 45967.95 | 759.0919 | 0 | 0 | 0 | 0 | 45967.95 | 759.0919 | 44776.195 | 44552.3125
6082 | 2021-09-11 09:00 | 633.3667 |  | 110.55 | 14.289 | 2.5571 | 0.2 | 41.5827 | 51.149 | 48.4614 | 0 |  | 633.3667 | 522.3558 | 112.1386 | 0.14655 | 522.3558 | 112.1386 | 0.12984 | 509.0871 | 106.6455 | 0 | 603.418 | 603.4326 | 69547.14 | 46.6284 | 69749.04 | 65252.477 | 63120.535 | 0 | 0 | 62700.023 | 732.4736 | 0 | 0 | 0 | 0 | 62700.023 | 732.4736 | 61130.438 | 60824.7852
6083 | 2021-09-11 10:00 | 758.5666 |  | 132.9333 | 15.4744 | 3.3442 | 0.2 | 50.4244 | 33.6688 | 39.4141 | 0 |  | 758.5666 | 626.9813 | 134.8726 | 0.17552 | 626.9813 | 134.8726 | 0.1555 | 617.7462 | 128.2674 | 0 | 731.0933 | 731.0725 | 84259.37 | 53.2761 | 84636.34 | 77469.97 | 74864.01 | 0 | 0 | 74244.27 | 713.9645 | 0 | 0 | 0 | 0 | 74244.27 | 713.9645 | 72243.07 | 71881.8594
6084 | 2021-09-11 11:00 | 823.9667 |  | 140.85 | 16.3757 | 3.9925 | 0.2 | 55.3564 | 10.1091 | 34.1785 | 0 |  | 823.9667 | 686.3157 | 143.0539 | 0.19065 | 686.3157 | 143.0539 | 0.16891 | 679.1149 | 136.0495 | 0 | 798.8611 | 798.9757 | 92084.586 | 56.4875 | 92503.14 | 83744.586 | 80894.805 | 0 | 0 | 80145.71 | 703.0154 | 0 | 0 | 0 | 0 | 80145.71 | 703.0154 | 77906.74 | 77517.2031
6085 | 2021-09-11 12:00 | 821.6 |  | 131.9667 | 16.9718 | 5.1167 | 0.2 | 54.679 | 343.8872 | 34.5849 | 0 |  | 821.6 | 694.5702 | 134.3295 | 0.19011 | 694.5702 | 134.3295 | 0.16843 | 687.038 | 127.7537 | 0 | 798.4958 | 798.4105 | 92021.5 | 55.0565 | 92438.5 | 84091.36 | 81368.34 | 0 | 0 | 80618.35 | 707.7658 | 0 | 0 | 0 | 0 | 80618.35 | 707.7658 | 78359.836 | 77968.0391
6086 | 2021-09-11 13:00 | 735.1333 |  | 129.4167 | 17.2216 | 5.9062 | 0.2 | 48.6701 | 321.6489 | 40.5283 | 0 |  | 735.1333 | 611.7582 | 131.9393 | 0.1701 | 611.7582 | 131.9393 | 0.1507 | 602.0145 | 125.4815 | 0 | 712.9461 | 712.9868 | 82173.05 | 50.0314 | 82525.55 | 76332.555 | 73338.29 | 0 | 0 | 72756.695 | 722.2498 | 0 | 0 | 0 | 0 | 72756.695 | 722.2498 | 70813.6 | 70459.5312
6087 | 2021-09-11 14:00 | 600.4334 |  | 107.85 | 17.1275 | 6.7538 | 0.2 | 39.207 | 305.4614 | 50.0493 | 0 |  | 600.4334 | 499.3526 | 110.2661 | 0.13893 | 499.3526 | 110.2661 | 0.12309 | 485.3576 | 104.8701 | 0 | 578.4232 | 578.2098 | 66640.41 | 42.7288 | 66793.28 | 63251.85 | 60908.79 | 0 | 0 | 60526.06 | 744.3508 | 0 | 0 | 0 | 0 | 60526.06 | 744.3508 | 59006.22 | 58711.1875
6088 | 2021-09-11 15:00 | 427 |  | 68.3 | 16.5933 | 7.8321 | 0.2 | 27.8817 | 293.6816 | 61.456 | 0 |  | 427 | 365.8716 | 70.2078 | 0.098802 | 365.8716 | 70.2078 | 0.087534 | 345.8137 | 66.7733 | 0 | 404.3352 | 404.2796 | 46594.867 | 33.6365 | 46384.92 | 45165.414 | 42832.984 | 0 | 0 | 42651.496 | 766.6381 | 0 | 0 | 0 | 0 | 42651.496 | 766.6381 | 41537.8 | 41330.1133
6089 | 2021-09-11 16:00 | 207.8 |  | 67.8167 | 15.6241 | 8.0846 | 0.2 | 15.5878 | 284.4759 | 73.8263 | 0 |  | 207.8 | 144.8976 | 69.5699 | 0.048082 | 144.8976 | 69.5699 | 0.042599 | 126.0957 | 66.1675 | 0 | 188.4179 | 188.2653 | 21698.531 | 23.4701 | 21060.672 | 21142.186 | 19689.148 | 0 | 0 | 19651.654 | 783.5809 | 0 | 0 | 64.7633 | 0 | 19586.89 | 776.6739 | 18675.219 | 18581.8418
6090 | 2021-09-11 17:00 | 10.6667 |  | 10.6667 | 14.424 | 8.3921 | 0.2 | 2.8028 | 276.5867 | 86.6808 | 0 |  | 10.6667 | 0 | 10.6964 | 0.0024681 | 0 | 10.6964 | 0.0021866 | 0 | 10.1721 | 0 | 9.9687 | 9.9689 | 1148.9592 | 14.8337 | 698.2035 | 710.6299 | 692.3338 | 0 | 0 | 692.2737 | 676.7401 | 0 | 0 | 0 | 0 | 692.2737 | 676.7401 | 572.4733 | 569.6109008789062
6091 | 2021-09-11 18:00 | 0 |  | 0 | 13.4913 | 6.9271 | 0.2
6092 | 2021-09-11 19:00 | 0 |  | 0 | 12.6112 | 5.4196 | 0.2
6093 | 2021-09-11 20:00 | 0 |  | 0 | 11.7311 | 5.2363 | 0.2
6094 | 2021-09-11 21:00 | 0 |  | 0 | 10.851 | 5.3525 | 0.2
6095 | 2021-09-11 22:00 | 0 |  | 0 | 9.9709 | 4.7525 | 0.2
6096 | 2021-09-11 23:00 | 0 |  | 0 | 9.1827 | 4.8613 | 0.2
6097 | 2021-09-12 | 0 |  | 0 | 8.9566 | 4.8275 | 0.2
6098 | 2021-09-12 01:00 | 0 |  | 0 | 8.7741 | 4.6071 | 0.2
6099 | 2021-09-12 02:00 | 0 |  | 0 | 8.5894 | 6.015 | 0.2
6100 | 2021-09-12 03:00 | 0 |  | 0 | 8.4493 | 6.4542 | 0.2
6101 | 2021-09-12 04:00 | 0 |  | 0 | 8.3193 | 5.2608 | 0.2
6102 | 2021-09-12 05:00 | 0 |  | 0 | 8.2745 | 4.1937 | 0.2
6103 | 2021-09-12 06:00 | 26.1167 |  | 23.55 | 8.9118 | 3.7275 | 0.2 | 6.0096 | 81.7688 | 84.3456 | 0 |  | 26.1167 | 2.414 | 23.4224 | 0.006043 | 2.414 | 23.4224 | 0.0053539 | 1.3089 | 22.2742 | 0 | 23.1114 | 23.1083 | 2663.2952 | 10.086 | 2097.1763 | 2186.096 | 2084.8835 | 0 | 0 | 2084.4312 | 739.7426 | 0 | 0 | 0 | 0 | 2084.4312 | 739.7426 | 1750.7351 | 1741.9813232421875
6104 | 2021-09-12 07:00 | 271.9167 |  | 64.9333 | 11.1088 | 3.4292 | 0.2 | 18.7339 | 73.6846 | 71.5433 | 0 |  | 271.9167 | 203.955 | 65.4733 | 0.062918 | 203.955 | 65.4733 | 0.055742 | 181.9298 | 62.2636 | 0 | 239.3095 | 239.3416 | 27583.805 | 23.4367 | 27029.37 | 27146.906 | 25934.305 | 0 | 0 | 25872.053 | 784.4512 | 0 | 0 | 19.5165 | 0 | 25852.535 | 781.3845 | 24993.414 | 24868.4473
6105 | 2021-09-12 08:00 | 489.7 |  | 62.0333 | 13.3604 | 2.8396 | 0.2 | 30.8871 | 64.0311 | 59.2945 | 0 |  | 489.7 | 425.3374 | 63.0384 | 0.11331 | 425.3374 | 63.0384 | 0.10039 | 404.9496 | 59.9498 | 0 | 455.6015 | 455.6253 | 52512.043 | 37.4666 | 52415.316 | 50467.707 | 48578.98 | 0 | 0 | 48343.953 | 756.1871 | 0 | 0 | 0 | 0 | 48343.953 | 756.1871 | 47097.03 | 46861.543
6106 | 2021-09-12 09:00 | 669.0666 |  | 91.9333 | 15.2998 | 2.925 | 0.2 | 41.9224 | 51.4093 | 48.1267 | 0 |  | 669.0666 | 576.574 | 93.192 | 0.15481 | 576.574 | 93.192 | 0.13716 | 562.2121 | 88.627 | 0 | 637.8223 | 637.817 | 73509.99 | 48.9145 | 73769.01 | 68501.82 | 65622.89 | 0 | 0 | 65167.46 | 730.4099 | 0 | 0 | 0 | 0 | 65167.46 | 730.4099 | 63509.35 | 63191.8047
6107 | 2021-09-12 10:00 | 800.5666 |  | 94.6167 | 16.8844 | 2.6421 | 0.2 | 50.8007 | 33.8377 | 39.0422 | 0 |  | 800.5666 | 707.4071 | 95.9069 | 0.18524 | 707.4071 | 95.9069 | 0.16411 | 697.2295 | 91.2097 | 0 | 772.6703 | 772.5902 | 89045.63 | 58.1296 | 89454.01 | 80539.93 | 77718.37 | 0 | 0 | 77029.92 | 703.7672 | 0 | 0 | 0 | 0 | 77029.92 | 703.7672 | 74917.93 | 74543.3359
6108 | 2021-09-12 11:00 | 865.7833 |  | 135.25 | 18.124 | 1.9187 | 0.2 | 55.7467 | 10.0579 | 33.7893 | 0 |  | 865.7833 | 733.8845 | 136.7034 | 0.20033 | 733.8845 | 136.7034 | 0.17748 | 726.3874 | 130.0089 | 0 | 839.2684 | 839.2603 | 96723.695 | 64.4275 | 97149.625 | 85547.46 | 82862.29 | 0 | 0 | 82028.89 | 684.1144 | 0 | 0 | 0 | 0 | 82028.89 | 684.1144 | 79711.61 | 79313.0469
6109 | 2021-09-12 12:00 | 857.5833 |  | 137.5333 | 18.9752 | 1.2783 | 0.2 | 55.0274 | 343.5772 | 34.2349 | 0 |  | 857.5833 | 725.1285 | 139.9289 | 0.19843 | 725.1285 | 139.9289 | 0.1758 | 717.4487 | 133.0788 | 0 | 833.517 | 833.3407 | 96045.234 | 66.3116 | 96470.16 | 84374.02 | 81690.08 | 0 | 0 | 80877.516 | 680.0814 | 0 | 0 | 0 | 0 | 80877.516 | 680.0814 | 78608.25 | 78215.2109
6110 | 2021-09-12 13:00 | 793.5333 |  | 87.2333 | 19.4285 | 1.1612 | 0.2 | 48.9427 | 321.2223 | 40.2562 | 0 |  | 793.5333 | 713.2564 | 88.8241 | 0.18361 | 713.2564 | 88.8241 | 0.16267 | 702.0857 | 84.4758 | 0 | 770.8303 | 770.5279 | 88805.555 | 63.4307 | 89207.15 | 78814.99 | 75603.125 | 0 | 0 | 74915.87 | 686.3881 | 0 | 0 | 0 | 0 | 74915.87 | 686.3881 | 72888.195 | 72523.75
6111 | 2021-09-12 14:00 | 649.1834 |  | 67.3333 | 19.4573 | 1.4242 | 0.2 | 39.4127 | 305.0309 | 49.8463 | 0 |  | 649.1834 | 589.7509 | 68.8668 | 0.15021 | 589.7509 | 68.8668 | 0.13308 | 573.4164 | 65.4961 | 0 | 626.1343 | 626.274 | 72179.734 | 54.7964 | 72413.68 | 65884.09 | 63199.203 | 0 | 0 | 62734.684 | 702.3096 | 0 | 0 | 0 | 0 | 62734.684 | 702.3096 | 61163.867 | 60858.0508
6112 | 2021-09-12 15:00 | 445.2667 |  | 67.55 | 18.9267 | 1.4708 | 0.2 | 28.0412 | 293.2767 | 61.3 | 0 |  | 445.2667 | 385.1739 | 69.4412 | 0.10303 | 385.1739 | 69.4412 | 0.091279 | 364.2591 | 66.0441 | 0 | 421.6971 | 421.6664 | 48597.75 | 42.6698 | 48425.918 | 45824.586 | 43785.305 | 0 | 0 | 43582.53 | 740.5899 | 0 | 0 | 0 | 0 | 43582.53 | 740.5899 | 42446.797 | 42234.5664
6113 | 2021-09-12 16:00 | 232.0667 |  | 67.0333 | 17.8469 | 2.2725 | 0.2 | 15.7186 | 284.0926 | 73.6994 | 0 |  | 232.0667 | 170.7362 | 68.7783 | 0.053697 | 170.7362 | 68.7783 | 0.047573 | 148.8142 | 65.4147 | 0 | 209.9444 | 209.8961 | 24190.791 | 29.2423 | 23587.754 | 23258.605 | 21916.967 | 0 | 0 | 21867.94 | 765.5578 | 0 | 0 | 0 | 0 | 21867.94 | 765.5578 | 20966.62 | 20861.7852
6114 | 2021-09-12 17:00 | 11.9833 |  | 11.9833 | 16.4772 | 2.1104 | 0.2 | 2.9183 | 276.212 | 86.5695 | 0 |  | 11.9833 | 0 | 11.9837 | 0.0027728 | 0 | 11.9837 | 0.0024566 | 0 | 11.3965 | 0 | 11.1685 | 11.1687 | 1287.2401 | 17.088 | 821.8556 | 835.1098 | 813.7856 | 0 | 0 | 813.7037 | 678.3383 | 0 | 0 | 0 | 0 | 813.7037 | 678.3383 | 673.8094 | 670.4404
6115 | 2021-09-12 18:00 | 0 |  | 0 | 15.655 | 2.7008 | 0.2
6116 | 2021-09-12 19:00 | 0 |  | 0 | 14.9649 | 1.8075 | 0.2
6117 | 2021-09-12 20:00 | 0 |  | 0 | 14.1826 | 1.2767 | 0.2
6118 | 2021-09-12 21:00 | 0 |  | 0 | 13.3831 | 1.3113 | 0.2
6119 | 2021-09-12 22:00 | 0 |  | 0 | 12.5836 | 1.45 | 0.2
6120 | 2021-09-12 23:00 | 0 |  | 0 | 11.8266 | 1.3017 | 0.2
6121 | 2021-09-13 | 0 |  | 0 | 11.3277 | 1.2467 | 0.2
6122 | 2021-09-13 01:00 | 0 |  | 0 | 10.8372 | 2.0433 | 0.2
6123 | 2021-09-13 02:00 | 0 |  | 0 | 10.3673 | 2.6225 | 0.2
6124 | 2021-09-13 03:00 | 0 |  | 0 | 10.0651 | 2.555 | 0.2
6125 | 2021-09-13 04:00 | 0 |  | 0 | 9.8008 | 1.6308 | 0.2
6126 | 2021-09-13 05:00 | 0 |  | 0 | 9.6875 | 1.4467 | 0.2
6127 | 2021-09-13 06:00 | 27.3167 |  | 27.2833 | 10.4284 | 2.1708 | 0.2 | 6.2801 | 82.0546 | 84.0791 | 0 |  | 27.3167 | 0.031421 | 27.1066 | 0.0063207 | 0.031421 | 27.1066 | 0.0055999 | 0.017753 | 25.7785 | 0 | 25.2804 | 25.2805 | 2913.6199 | 11.8072 | 2334.0107 | 2423.5066 | 2339.5269 | 0 | 0 | 2338.9563 | 740.6132 | 0 | 0 | 0 | 0 | 2338.9563 | 740.6132 | 1970.0569 | 1960.2066650390625
6128 | 2021-09-13 07:00 | 268.2167 |  | 64.6 | 12.8303 | 2.2758 | 0.2 | 19.0179 | 73.9707 | 71.2635 | 0 |  | 268.2167 | 200.6384 | 65.1413 | 0.062062 | 200.6384 | 65.1413 | 0.054984 | 179.4278 | 61.9479 | 0 | 236.5482 | 236.5408 | 27261.475 | 25.6704 | 26701.863 | 26639 | 25564.672 | 0 | 0 | 25502.338 | 773.7801 | 0 | 0 | 0 | 0 | 25502.338 | 773.7801 | 24647.854 | 24524.6133
6129 | 2021-09-13 08:00 | 480.7 |  | 84.3333 | 15.2819 | 2.1017 | 0.2 | 31.1942 | 64.3163 | 58.992 | 0 |  | 480.7 | 394.1776 | 85.4976 | 0.11123 | 394.1776 | 85.4976 | 0.098543 | 375.6228 | 81.3084 | 0 | 447.7926 | 447.8206 | 51613.91 | 39.7842 | 51500.04 | 49224.26 | 46982.957 | 0 | 0 | 46760.91 | 750.7727 | 0 | 0 | 0 | 0 | 46760.91 | 750.7727 | 45550.67 | 45322.918
6130 | 2021-09-13 09:00 | 661.4833 |  | 100.2167 | 17.2795 | 1.8533 | 0.2 | 42.2626 | 51.6729 | 47.7915 | 0 |  | 661.4833 | 560.6741 | 101.7332 | 0.15306 | 560.6741 | 101.7332 | 0.1356 | 546.9798 | 96.7498 | 0 | 630.855 | 630.8643 | 72708.83 | 52.1891 | 72957.05 | 67017.82 | 64701.7 | 0 | 0 | 64247.49 | 719.4103 | 0 | 0 | 0 | 0 | 64247.49 | 719.4103 | 62622.617 | 62309.5039
6131 | 2021-09-13 10:00 | 789.1167 |  | 110.1667 | 19.0034 | 1.4258 | 0.2 | 51.178 | 34.0097 | 38.6694 | 0 |  | 789.1167 | 680.2904 | 111.5111 | 0.18259 | 680.2904 | 111.5111 | 0.16177 | 670.7321 | 106.0495 | 0 | 761.246 | 761.2442 | 87736.055 | 61.9552 | 88137.33 | 78304.336 | 75183.695 | 0 | 0 | 74523.94 | 695.6754 | 0 | 0 | 0 | 0 | 74523.94 | 695.6754 | 72511.734 | 72149.1797
6132 | 2021-09-13 11:00 | 849.7333 |  | 119.4333 | 20.3598 | 1.745 | 0.2 | 56.1382 | 10.0051 | 33.399 | 0 |  | 849.7333 | 733.5809 | 120.8594 | 0.19662 | 733.5809 | 120.8594 | 0.17419 | 726.2862 | 114.9409 | 0 | 824.4026 | 824.3976 | 95014.33 | 66.2044 | 95440.016 | 83515.23 | 80682.74 | 0 | 0 | 79886.72 | 678.992 | 0 | 0 | 0 | 0 | 79886.72 | 678.992 | 77658.43 | 77270.1328
6133 | 2021-09-13 12:00 | 843.9334 |  | 127.2667 | 21.299 | 2.5054 | 0.2 | 55.376 | 343.2606 | 33.8847 | 0 |  | 843.9334 | 721.646 | 128.8715 | 0.19527 | 721.646 | 128.8715 | 0.173 | 714.183 | 122.5616 | 0 | 820.0097 | 819.9795 | 94505.086 | 65.3471 | 94927.484 | 83309.78 | 80979.74 | 0 | 0 | 80175.695 | 678.9675 | 0 | 0 | 0 | 0 | 80175.695 | 678.9675 | 77935.484 | 77545.8125
6134 | 2021-09-13 13:00 | 765.95 |  | 118.0667 | 21.7949 | 3.2837 | 0.2 | 49.2144 | 320.7896 | 39.985 | 0 |  | 765.95 | 654.1838 | 119.879 | 0.17723 | 654.1838 | 119.879 | 0.15702 | 644.1091 | 114.0102 | 0 | 742.9569 | 743.192 | 85655 | 60.329 | 86034.305 | 76835.85 | 74385.76 | 0 | 0 | 73733.46 | 694.9921 | 0 | 0 | 0 | 0 | 73733.46 | 694.9921 | 71752.3 | 71393.5312
6135 | 2021-09-13 14:00 | 629.1834 |  | 92.6333 | 21.8319 | 3.2912 | 0.2 | 39.6174 | 304.5964 | 49.6444 | 0 |  | 629.1834 | 543.7487 | 94.4799 | 0.14558 | 543.7487 | 94.4799 | 0.12898 | 528.8642 | 89.8553 | 0 | 606.3451 | 606.3677 | 69885.234 | 53.2611 | 70087.06 | 64106.707 | 61545.902 | 0 | 0 | 61121.242 | 714.8384 | 0 | 0 | 0 | 0 | 61121.242 | 714.8384 | 59588.492 | 59290.5508
6136 | 2021-09-13 15:00 | 445 |  | 72.8833 | 21.277 | 2.725 | 0.2 | 28.1999 | 292.8693 | 61.145 | 0 |  | 445 | 379.3709 | 74.8548 | 0.10297 | 379.3709 | 74.8548 | 0.091224 | 358.9662 | 71.1927 | 0 | 421.5556 | 421.633 | 48594.53 | 43.7014 | 48422.57 | 45667.902 | 43337.85 | 0 | 0 | 43140.035 | 742.1125 | 0 | 0 | 0 | 0 | 43140.035 | 742.1125 | 42014.766 | 41804.6914
6137 | 2021-09-13 16:00 | 225.9833 |  | 66.8333 | 20.1307 | 3.1992 | 0.2 | 15.849 | 283.7075 | 73.5731 | 0 |  | 225.9833 | 164.5631 | 68.5744 | 0.052289 | 164.5631 | 68.5744 | 0.046326 | 143.6539 | 65.2207 | 0 | 204.6971 | 204.6499 | 23586.574 | 30.7826 | 22974.756 | 22549.416 | 21045.988 | 0 | 0 | 21000.61 | 763.0927 | 0 | 0 | 0 | 0 | 21000.61 | 763.0927 | 20092.488 | 19992.0254
6138 | 2021-09-13 17:00 | 11.95 |  | 11.95 | 18.7075 | 2.8267 | 0.2 | 3.0338 | 275.836 | 86.4582 | 0 |  | 11.95 | 0 | 11.9524 | 0.0027651 | 0 | 11.9524 | 0.0024497 | 0 | 11.3666 | 0 | 11.1393 | 11.1401 | 1283.9343 | 19.2973 | 818.8902 | 828.5231 | 806.7598 | 0 | 0 | 806.6771 | 671.0761 | 0 | 0 | 0 | 0 | 806.6771 | 671.0761 | 667.9382 | 664.5984497070312
6139 | 2021-09-13 18:00 | 0 |  | 0 | 18.0625 | 2.925 | 0.2
6140 | 2021-09-13 19:00 | 0 |  | 0 | 17.5614 | 2.775 | 0.2
6141 | 2021-09-13 20:00 | 0 |  | 0 | 17.0602 | 2.925 | 0.2
6142 | 2021-09-13 21:00 | 0 |  | 0 | 16.5591 | 2.6904 | 0.2
6143 | 2021-09-13 22:00 | 0 |  | 0 | 16.0579 | 2.4362 | 0.2
6144 | 2021-09-13 23:00 | 0 |  | 0 | 15.5948 | 2.9096 | 0.2
6145 | 2021-09-14 | 0 |  | 0 | 15.3495 | 3 | 0.2
6146 | 2021-09-14 01:00 | 0 |  | 0 | 15.0329 | 2.8912 | 0.2
6147 | 2021-09-14 02:00 | 0 |  | 0 | 14.7158 | 2.1921 | 0.2
6148 | 2021-09-14 03:00 | 0 |  | 0 | 14.5154 | 2.0829 | 0.2
6149 | 2021-09-14 04:00 | 0 |  | 0 | 14.3414 | 3.0079 | 0.2
6150 | 2021-09-14 05:00 | 0 |  | 0 | 14.2624 | 2.9896 | 0.2
6151 | 2021-09-14 06:00 | 16.0167 |  | 16.0167 | 14.5825 | 2.7992 | 0.2 | 6.5513 | 82.3415 | 83.8119 | 0 |  | 16.0167 | 0 | 15.9456 | 0.003706 | 0 | 15.9456 | 0.0032834 | 0 | 15.1646 | 0 | 14.8613 | 14.8607 | 1712.7355 | 15.3702 | 1209.241 | 1238.2664 | 1200.2877 | 0 | 0 | 1200.1183 | 701.3052 | 0 | 0 | 0 | 0 | 1200.1183 | 701.3052 | 998.109 | 993.1184692382812
6152 | 2021-09-14 07:00 | 80.5833 |  | 80.5167 | 15.2664 | 3.1354 | 0.2 | 19.3024 | 74.2586 | 70.9833 | 0 |  | 80.5833 | 0.065685 | 80.012 | 0.018646 | 0.065685 | 80.012 | 0.016519 | 0.058886 | 76.0918 | 0 | 74.6277 | 74.628 | 8601.104 | 19.1621 | 7885.715 | 8028.383 | 7752.317 | 0 | 0 | 7746.4575 | 765.2567 | 0 | 0 | 0 | 0 | 7746.4575 | 765.2567 | 6914.7593 | 6880.1855
6153 | 2021-09-14 08:00 | 214.4167 |  | 201.8833 | 16.2116 | 3.0671 | 0.2 | 31.5017 | 64.604 | 58.6893 | 0 |  | 214.4167 | 12.4632 | 200.7491 | 0.049613 | 12.4632 | 200.7491 | 0.043955 | 11.887 | 190.9132 | 0 | 198.7442 | 198.7495 | 22906.326 | 26.6187 | 22280.572 | 22169.668 | 21261.797 | 0 | 0 | 21218.71 | 772.8763 | 0 | 0 | 0 | 0 | 21218.71 | 772.8763 | 20311.97 | 20210.4102
6154 | 2021-09-14 09:00 | 375.9833 |  | 302.0833 | 17.3524 | 2.3992 | 0.2 | 42.6033 | 51.94 | 47.4559 | 0 |  | 375.9833 | 73.8156 | 305.1576 | 0.086997 | 73.8156 | 305.1576 | 0.077076 | 72.0479 | 290.2089 | 0 | 355.0116 | 355.014 | 40916.8 | 36.5156 | 40598.332 | 39197.594 | 37418.61 | 0 | 0 | 37280.383 | 760.664 | 0 | 0 | 0 | 0 | 37280.383 | 760.664 | 36292.773 | 36111.3086
6155 | 2021-09-14 10:00 | 394.3 |  | 343.65 | 18.4065 | 3.2321 | 0.2 | 51.5562 | 34.1849 | 38.2959 | 0 |  | 394.3 | 50.7455 | 347.3081 | 0.091235 | 50.7455 | 347.3081 | 0.080831 | 50.0493 | 330.2954 | 0 | 372.7378 | 372.7287 | 42957.656 | 37.7778 | 42677.875 | 41046.746 | 39638.875 | 0 | 0 | 39481.414 | 751.4126 | 0 | 0 | 0 | 0 | 39481.414 | 751.4126 | 38443.484 | 38251.2656
6156 | 2021-09-14 11:00 | 389.8333 |  | 353 | 19.0193 | 3.5088 | 0.2 | 56.5308 | 9.9509 | 33.0076 | 0 |  | 389.8333 | 36.9953 | 356.7701 | 0.090202 | 36.9953 | 356.7701 | 0.079915 | 36.6374 | 339.2948 | 0 | 368.4135 | 368.3887 | 42458.535 | 37.9255 | 42169.258 | 40538.246 | 38915.086 | 0 | 0 | 38763.598 | 751.977 | 0 | 0 | 0 | 0 | 38763.598 | 751.977 | 37742.98 | 37554.2656
6157 | 2021-09-14 12:00 | 295.1667 |  | 284.4 | 19.2072 | 4.4133 | 0.2 | 55.7247 | 342.9372 | 33.5343 | 0 |  | 295.1667 | 10.8403 | 283.2918 | 0.068297 | 10.8403 | 283.2918 | 0.060509 | 10.7309 | 269.414 | 0 | 274.542 | 274.5388 | 31640.615 | 32.7288 | 31153.121 | 30427.336 | 29353.855 | 0 | 0 | 29268.557 | 757.7802 | 0 | 0 | 0 | 0 | 29268.557 | 757.7802 | 28374.303 | 28232.4297
6158 | 2021-09-14 13:00 | 312.6 |  | 283.8833 | 19.3154 | 6.015 | 0.2 | 49.4853 | 320.3506 | 39.7148 | 0 |  | 312.6 | 28.9924 | 286.471 | 0.072331 | 28.9924 | 286.471 | 0.064082 | 28.5533 | 272.4392 | 0 | 294.9727 | 294.9504 | 33993.33 | 32.8212 | 33547.234 | 32758.197 | 31541.332 | 0 | 0 | 31443.385 | 760.5486 | 0 | 0 | 0 | 0 | 31443.385 | 760.5486 | 30534.057 | 30381.3867
6159 | 2021-09-14 14:00 | 304.8 |  | 264.6333 | 19.2606 | 6.4904 | 0.2 | 39.8209 | 304.158 | 49.4437 | 0 |  | 304.8 | 40.6991 | 267.3624 | 0.070526 | 40.6991 | 267.3624 | 0.062483 | 39.5979 | 254.2671 | 0 | 287.9878 | 287.9703 | 33189.21 | 32.1647 | 32728.803 | 32024.06 | 31155.473 | 0 | 0 | 31058.9 | 758.8846 | 0 | 0 | 0 | 0 | 31058.9 | 758.8846 | 30153.54 | 30002.7715
6160 | 2021-09-14 15:00 | 226.8 |  | 203.7833 | 19.0598 | 5.7033 | 0.2 | 28.3578 | 292.4595 | 60.9909 | 0 |  | 226.8 | 23.4597 | 205.9179 | 0.052478 | 23.4597 | 205.9179 | 0.046494 | 22.2097 | 195.8322 | 0 | 213.6812 | 213.6679 | 24625.715 | 28.9834 | 24024.709 | 23733.984 | 22923.54 | 0 | 0 | 22871.773 | 763.8951 | 0 | 0 | 0 | 0 | 22871.773 | 763.8951 | 21982.71 | 21872.7988
6161 | 2021-09-14 16:00 | 108.5167 |  | 96.2167 | 18.7083 | 5.8242 | 0.2 | 15.979 | 283.3207 | 73.4472 | 0 |  | 108.5167 | 12.7118 | 96.7775 | 0.025109 | 12.7118 | 96.7775 | 0.022246 | 11.1133 | 92.0364 | 0 | 101.0867 | 101.0991 | 11651.922 | 23.378 | 10927.104 | 10981.226 | 10496.931 | 0 | 0 | 10485.915 | 759.4593 | 0 | 0 | 0 | 0 | 10485.915 | 759.4593 | 9627.589 | 9579.4502
6162 | 2021-09-14 17:00 | 3.25 |  | 3.25 | 18.0405 | 5.6654 | 0.2 | 3.1495 | 275.4588 | 86.3469 | 0 |  | 3.25 | 0 | 3.2975 | 0.000752 | 0 | 3.2975 | 0.00066624 | 0 | 3.1358 | 0 | 3.0731 | 3.0733 | 354.193 | 18.1834 | 82.4748 | 81.9142 | 81.582 | 0 | 0 | 81.5786 | 334.8936 | 0 | 0 | 0 | 77.7034 | 3.8752 | 650 | 3.1798 | 3.1638710498809814
6163 | 2021-09-14 18:00 | 0 |  | 0 | 17.4505 | 5.1921 | 0.2
6164 | 2021-09-14 19:00 | 0 |  | 0 | 16.0951 | 4.7138 | 0.2
6165 | 2021-09-14 20:00 | 0 |  | 0 | 16.399 | 5.0788 | 0.2
6166 | 2021-09-14 21:00 | 0 |  | 0 | 16.4479 | 6.3467 | 0.2
6167 | 2021-09-14 22:00 | 0 |  | 0 | 15.9759 | 5.8896 | 0.2
6168 | 2021-09-14 23:00 | 0 |  | 0 | 15.264 | 6.2321 | 0.2
6169 | 2021-09-15 | 0 |  | 0 | 15.3003 | 6.6429 | 0.2
6170 | 2021-09-15 01:00 | 0 |  | 0 | 14.874 | 5.1712 | 0.2
6171 | 2021-09-15 02:00 | 0 |  | 0 | 14.9248 | 4.9 | 0.2
6172 | 2021-09-15 03:00 | 0 |  | 0 | 14.9662 | 4.9725 | 0.2
6173 | 2021-09-15 04:00 | 0 |  | 0 | 14.9132 | 5.3137 | 0.2
6174 | 2021-09-15 05:00 | 0 |  | 0 | 14.9838 | 4.7888 | 0.2
6175 | 2021-09-15 06:00 | 7 |  | 7 | 15.161 | 5.0137 | 0.2 | 6.8231 | 82.6294 | 83.5441 | 0 |  | 7 | 0 | 6.9788 | 0.0016197 | 0 | 6.9788 | 0.001435 | 0 | 6.6371 | 0 | 6.5043 | 6.5036 | 749.5778 | 15.4727 | 352.5222 | 353.0636 | 345.1747 | 0 | 0 | 345.158 | 640.9091 | 0 | 0 | 0 | 4.2121 | 340.9459 | 656.1686 | 280.8286 | 279.4244689941406
6176 | 2021-09-15 07:00 | 64.5167 |  | 64.5167 | 15.5468 | 4.5854 | 0.2 | 19.5873 | 74.5481 | 70.7027 | 0 |  | 64.5167 | 0 | 64.1203 | 0.014928 | 0 | 64.1203 | 0.013226 | 0 | 60.9788 | 0 | 59.7592 | 59.7594 | 6887.4814 | 18.4671 | 6191.36 | 6316.85 | 6077.7715 | 0 | 0 | 6074.07 | 757.502 | 0 | 0 | 0 | 0 | 6074.07 | 757.502 | 5327.334 | 5300.6978
6177 | 2021-09-15 08:00 | 43.0833 |  | 43.0833 | 15.7485 | 5.5192 | 0.2 | 31.8094 | 64.8943 | 58.3863 | 0 |  | 43.0833 | 0 | 42.8216 | 0.0099689 | 0 | 42.8216 | 0.008832 | 0 | 40.7237 | 0 | 39.9092 | 39.9093 | 4599.4897 | 17.6177 | 3953.5803 | 4043.2524 | 3915.769 | 0 | 0 | 3914.171 | 744.6185 | 0 | 0 | 0 | 0 | 3914.171 | 744.6185 | 3354.244 | 3337.4727
6178 | 2021-09-15 09:00 | 58.4833 |  | 58.4833 | 15.8965 | 5.6758 | 0.2 | 42.9443 | 52.2108 | 47.1201 | 0 |  | 58.4833 | 0 | 58.1359 | 0.013532 | 0 | 58.1359 | 0.011989 | 0 | 55.2876 | 0 | 54.1818 | 54.1818 | 6244.4883 | 18.4161 | 5559.1797 | 5672.6655 | 5453.017 | 0 | 0 | 5450.05 | 757.1082 | 0 | 0 | 0 | 0 | 5450.05 | 757.1082 | 4748.3604 | 4724.6187
6179 | 2021-09-15 10:00 | 69.3167 |  | 69.3167 | 16.1435 | 5.4533 | 0.2 | 51.9352 | 34.3633 | 37.9217 | 0 |  | 69.3167 | 0 | 68.9186 | 0.016039 | 0 | 68.9186 | 0.01421 | 0 | 65.542 | 0 | 64.2312 | 64.2314 | 7402.7266 | 19.1608 | 6699.4507 | 6820.871 | 6590.801 | 0 | 0 | 6586.4907 | 758.1597 | 0 | 0 | 0 | 0 | 6586.4907 | 758.1597 | 5808.1875 | 5779.1465
6180 | 2021-09-15 11:00 | 276.2667 |  | 241.85 | 17.0496 | 4.8808 | 0.2 | 56.9243 | 9.8953 | 32.6152 | 0 |  | 276.2667 | 34.5648 | 243.3124 | 0.063924 | 34.5648 | 243.3124 | 0.056634 | 34.2394 | 231.3934 | 0 | 260.3202 | 260.3054 | 30000.965 | 29.6003 | 29485.545 | 29075.088 | 28015.887 | 0 | 0 | 27940.26 | 768.683 | 0 | 0 | 0 | 0 | 27940.26 | 768.683 | 27057.492 | 26922.2051
6181 | 2021-09-15 12:00 | 552.35 |  | 317.2 | 18.4762 | 4.2033 | 0.2 | 56.0735 | 342.6071 | 33.1838 | 0 |  | 552.35 | 236.7348 | 319.1453 | 0.12781 | 236.7348 | 319.1453 | 0.11323 | 234.4017 | 303.5173 | 0 | 527.1606 | 527.1732 | 60757.1 | 44.6898 | 60812.8 | 57238.723 | 55115.668 | 0 | 0 | 54800 | 737.9626 | 0 | 0 | 0 | 0 | 54800 | 737.9626 | 53406.37 | 53139.3398
6182 | 2021-09-15 13:00 | 699.6667 |  | 208.75 | 19.9869 | 3.9671 | 0.2 | 49.7551 | 319.9056 | 39.4458 | 0 |  | 699.6667 | 495.5695 | 212.0198 | 0.16189 | 495.5695 | 212.0198 | 0.14343 | 488.19 | 201.6417 | 0 | 676.0351 | 676.0427 | 77917.08 | 53.9663 | 78227.836 | 71415.17 | 69214.86 | 0 | 0 | 68675.35 | 709.6608 | 0 | 0 | 0 | 0 | 68675.35 | 709.6608 | 66887.9 | 66553.4609
6183 | 2021-09-15 14:00 | 725.1667 |  | 105.0833 | 21.2293 | 3.0333 | 0.2 | 40.0233 | 303.7158 | 49.2443 | 0 |  | 725.1667 | 628.2032 | 107.0231 | 0.16779 | 628.2032 | 107.0231 | 0.14866 | 611.4028 | 101.7844 | 0 | 698.9234 | 698.911 | 80550.69 | 57.8827 | 80885.2 | 72838.38 | 69894.25 | 0 | 0 | 69332.39 | 704.2018 | 0 | 0 | 0 | 0 | 69332.39 | 704.2018 | 67520.26 | 67182.6562
6184 | 2021-09-15 15:00 | 460.0167 |  | 57.5333 | 21.7661 | 2.3492 | 0.2 | 28.5148 | 292.0474 | 60.8378 | 0 |  | 460.0167 | 410.1318 | 59.0448 | 0.10644 | 410.1318 | 59.0448 | 0.094303 | 388.4834 | 56.1553 | 0 | 435.7459 | 435.6299 | 50207.867 | 45.3344 | 50066.61 | 46974.133 | 44850.43 | 0 | 0 | 44635.07 | 736.0342 | 0 | 0 | 0 | 0 | 44635.07 | 736.0342 | 43474.54 | 43257.168
6185 | 2021-09-15 16:00 | 224.5833 |  | 68.6333 | 21.6749 | 3.0337 | 0.2 | 16.1086 | 282.9326 | 73.3217 | 0 |  | 224.5833 | 161.0882 | 70.385 | 0.051965 | 161.0882 | 70.385 | 0.046039 | 141.0393 | 66.9427 | 0 | 203.8223 | 203.6964 | 23476.734 | 32.3573 | 22862.895 | 22330.162 | 21096.896 | 0 | 0 | 21050.521 | 754.8489 | 0 | 0 | 0 | 0 | 21050.521 | 754.8489 | 20142.697 | 20041.9844
6186 | 2021-09-15 17:00 | 28.8167 |  | 22.7167 | 21.0616 | 2.9654 | 0.2 | 3.2653 | 275.0806 | 86.2354 | 0 |  | 28.8167 | 4.5985 | 21.8395 | 0.0066678 | 4.5985 | 21.8395 | 0.0059074 | 2.3422 | 20.7719 | 0 | 22.6518 | 22.6502 | 2610.5789 | 22.2531 | 2049.4817 | 2065.4072 | 1910.767 | 0 | 0 | 1910.3188 | 706.2752 | 0 | 0 | 0 | 0 | 1910.3188 | 706.2752 | 1601.399 | 1593.3921
6187 | 2021-09-15 18:00 | 0 |  | 0 | 20.344 | 2.5646 | 0.2
6188 | 2021-09-15 19:00 | 0 |  | 0 | 19.6216 | 2.5604 | 0.2
6189 | 2021-09-15 20:00 | 0 |  | 0 | 18.8991 | 2.9354 | 0.2
6190 | 2021-09-15 21:00 | 0 |  | 0 | 18.1766 | 2.8671 | 0.2
6191 | 2021-09-15 22:00 | 0 |  | 0 | 17.4542 | 2.175 | 0.2
6192 | 2021-09-15 23:00 | 0 |  | 0 | 16.6965 | 2.725 | 0.2
6193 | 2021-09-16 | 0 |  | 0 | 15.7189 | 2.1146 | 0.2
6194 | 2021-09-16 01:00 | 0 |  | 0 | 14.7459 | 2.4467 | 0.2
6195 | 2021-09-16 02:00 | 0 |  | 0 | 14.0842 | 2.6258 | 0.2
6196 | 2021-09-16 03:00 | 0 |  | 0 | 13.4989 | 2.4846 | 0.2
6197 | 2021-09-16 04:00 | 0 |  | 0 | 13.0981 | 3.4029 | 0.2
6198 | 2021-09-16 05:00 | 0 |  | 0 | 13.0849 | 4.3846 | 0.2
6199 | 2021-09-16 06:00 | 61.3667 |  | 38.4667 | 13.7404 | 4.1646 | 0.2 | 7.0954 | 82.9184 | 83.2759 | 0 |  | 61.3667 | 21.6934 | 38.2172 | 0.014199 | 21.6934 | 38.2172 | 0.01258 | 13.5085 | 36.3417 | 0 | 48.8532 | 48.8637 | 5631.6406 | 16.1744 | 4962.847 | 5096.389 | 4744.376 | 0 | 0 | 4742.1226 | 756.014 | 0 | 0 | 0 | 0 | 4742.1226 | 756.014 | 4100.3174 | 4079.815673828125
6200 | 2021-09-16 07:00 | 222.7667 |  | 121.5833 | 15.0741 | 4.0758 | 0.2 | 19.8724 | 74.8394 | 70.422 | 0 |  | 222.7667 | 99.7046 | 121.4365 | 0.051545 | 99.7046 | 121.4365 | 0.045667 | 89.8067 | 115.4846 | 0 | 201.1855 | 201.2287 | 23191.938 | 25.1384 | 22570.615 | 22558.18 | 21605.102 | 0 | 0 | 21560.895 | 774.348 | 0 | 0 | 0 | 0 | 21560.895 | 774.348 | 20656.766 | 20553.4824
6201 | 2021-09-16 08:00 | 413.0833 |  | 161.3 | 16.623 | 4.0467 | 0.2 | 32.1171 | 65.1873 | 58.0834 | 0 |  | 413.0833 | 250.3368 | 162.1045 | 0.095582 | 250.3368 | 162.1045 | 0.084681 | 239.1743 | 154.1612 | 0 | 385.4688 | 385.5114 | 44430.688 | 35.9296 | 44179.11 | 42736.37 | 40982.344 | 0 | 0 | 40817.793 | 761.1566 | 0 | 0 | 0 | 0 | 40817.793 | 761.1566 | 39747.79 | 39549.0469
6202 | 2021-09-16 09:00 | 600.1834 |  | 199.6333 | 18.2712 | 4.9279 | 0.2 | 43.2855 | 52.4852 | 46.7842 | 0 |  | 600.1834 | 400.0251 | 201.4296 | 0.13887 | 400.0251 | 201.4296 | 0.12304 | 390.8162 | 191.5619 | 0 | 570.7305 | 570.7673 | 65782.26 | 45.7321 | 65924.53 | 61853.715 | 59508.527 | 0 | 0 | 59142.953 | 737.5185 | 0 | 0 | 0 | 0 | 59142.953 | 737.5185 | 57653.26 | 57364.9961
6203 | 2021-09-16 10:00 | 698.4167 |  | 248.35 | 19.7481 | 6.0321 | 0.2 | 52.3147 | 34.5453 | 37.547 | 0 |  | 698.4167 | 450.8358 | 250.3878 | 0.1616 | 450.8358 | 250.3878 | 0.14317 | 444.9421 | 238.1241 | 0 | 669.4049 | 669.4312 | 77154.484 | 50.3778 | 77459.39 | 71587.016 | 68842.6 | 0 | 0 | 68332.016 | 724.7723 | 0 | 0 | 0 | 0 | 68332.016 | 724.7723 | 66557.41 | 66224.6172
6204 | 2021-09-16 11:00 | 735 |  | 281.5 | 20.9145 | 6.2604 | 0.2 | 57.3188 | 9.8385 | 32.2219 | 0 |  | 735 | 455.4099 | 284.1014 | 0.17007 | 455.4099 | 284.1014 | 0.15067 | 451.2405 | 270.189 | 0 | 707.0009 | 706.9267 | 81470.95 | 52.9255 | 81823.28 | 74986.086 | 72774.78 | 0 | 0 | 72185.88 | 713.2189 | 0 | 0 | 0 | 0 | 72185.88 | 713.2189 | 70264.9 | 69913.5703
6205 | 2021-09-16 12:00 | 732.7833 |  | 272.1167 | 21.7573 | 6.7925 | 0.2 | 56.4221 | 342.2702 | 32.8334 | 0 |  | 732.7833 | 463.7237 | 275.0477 | 0.16956 | 463.7237 | 275.0477 | 0.15022 | 459.2633 | 261.581 | 0 | 706.4274 | 706.454 | 81420.84 | 52.9817 | 81770.82 | 74919.266 | 71798.58 | 0 | 0 | 71231.17 | 717.6137 | 0 | 0 | 0 | 0 | 71231.17 | 717.6137 | 69346.91 | 69000.1719
6206 | 2021-09-16 13:00 | 638.95 |  | 257.7833 | 22.2167 | 7.9892 | 0.2 | 50.0238 | 319.4547 | 39.1779 | 0 |  | 638.95 | 384.7326 | 260.7865 | 0.14784 | 384.7326 | 260.7865 | 0.13098 | 379.099 | 248.0198 | 0 | 614.5764 | 614.5271 | 70826.695 | 47.9387 | 71045.89 | 66177.125 | 63702.81 | 0 | 0 | 63270.164 | 730.1258 | 0 | 0 | 0 | 0 | 63270.164 | 730.1258 | 61680.305 | 61371.9023
6207 | 2021-09-16 14:00 | 564.7833 |  | 171.6333 | 22.3835 | 8.975 | 0.2 | 40.2244 | 303.2701 | 49.0462 | 0 |  | 564.7833 | 398.2355 | 174.6845 | 0.13068 | 398.2355 | 174.6845 | 0.11578 | 387.7074 | 166.1353 | 0 | 542.7659 | 542.5754 | 62533.29 | 44.0977 | 62618.598 | 59043.004 | 56823.383 | 0 | 0 | 56485.008 | 738.5992 | 0 | 0 | 0 | 0 | 56485.008 | 738.5992 | 55053.855 | 54778.5859
6208 | 2021-09-16 15:00 | 408.55 |  | 116.15 | 22.137 | 7.8658 | 0.2 | 28.6709 | 291.6332 | 60.6855 | 0 |  | 408.55 | 297.8856 | 118.6297 | 0.094533 | 297.8856 | 118.6297 | 0.083752 | 282.3074 | 112.8253 | 0 | 387.23 | 386.9661 | 44599.31 | 38.4252 | 44351.273 | 42552.97 | 40555.01 | 0 | 0 | 40386.44 | 751.512 | 0 | 0 | 0 | 0 | 40386.44 | 751.512 | 39326.766 | 39130.1328
6209 | 2021-09-16 16:00 | 203.0833 |  | 77.1167 | 21.355 | 5.6779 | 0.2 | 16.2378 | 282.543 | 73.1967 | 0 |  | 203.0833 | 130.0513 | 78.9201 | 0.046991 | 130.0513 | 78.9201 | 0.041632 | 114.0295 | 75.0598 | 0 | 185.3075 | 185.2887 | 21355.156 | 29.9705 | 20711.959 | 20383.182 | 19275.383 | 0 | 0 | 19237.193 | 760.3364 | 0 | 0 | 0 | 0 | 19237.193 | 760.3364 | 18326.084 | 18234.4531
6210 | 2021-09-16 17:00 | 13.15 |  | 13.15 | 20.2124 | 4.455 | 0.2 | 3.3812 | 274.7014 | 86.1238 | 0 |  | 13.15 | 0 | 13.1271 | 0.0030427 | 0 | 13.1271 | 0.0026957 | 0 | 12.4838 | 0 | 12.2341 | 12.2334 | 1409.915 | 20.8138 | 932.6372 | 941.405 | 910.2073 | 0 | 0 | 910.1017 | 671.9698 | 0 | 0 | 0 | 0 | 910.1017 | 671.9698 | 754.4514 | 750.6792
6211 | 2021-09-16 18:00 | 0 |  | 0 | 19.113 | 4.445 | 0.2
6212 | 2021-09-16 19:00 | 0 |  | 0 | 18.0299 | 5.2725 | 0.2
6213 | 2021-09-16 20:00 | 0 |  | 0 | 16.9469 | 4.8083 | 0.2
6214 | 2021-09-16 21:00 | 0 |  | 0 | 15.8695 | 3.7533 | 0.2
6215 | 2021-09-16 22:00 | 0 |  | 0 | 14.8088 | 3.95 | 0.2
6216 | 2021-09-16 23:00 | 0 |  | 0 | 13.6723 | 3.6258 | 0.2
6217 | 2021-09-17 | 0 |  | 0 | 12.7175 | 3.9329 | 0.2
6218 | 2021-09-17 01:00 | 0 |  | 0 | 11.7897 | 4.4492 | 0.2
6219 | 2021-09-17 02:00 | 0 |  | 0 | 11.1913 | 3.9712 | 0.2
6220 | 2021-09-17 03:00 | 0 |  | 0 | 10.6699 | 2.6342 | 0.2
6221 | 2021-09-17 04:00 | 0 |  | 0 | 10.2986 | 2.05 | 0.2
6222 | 2021-09-17 05:00 | 0 |  | 0 | 10.2437 | 2.4225 | 0.2
6223 | 2021-09-17 06:00 | 48.85 |  | 43.8333 | 10.7092 | 2.4033 | 0.2 | 7.368 | 83.2084 | 83.0073 | 0 |  | 48.85 | 4.7593 | 44.1503 | 0.011303 | 4.7593 | 44.1503 | 0.010014 | 3.0414 | 41.988 | 0 | 44.1288 | 44.1271 | 5085.629 | 13.0907 | 4426.0347 | 4587.596 | 4412.7905 | 0 | 0 | 4410.855 | 760.2585 | 0 | 0 | 0 | 0 | 4410.855 | 760.2585 | 3800.2773 | 3781.276123046875
6224 | 2021-09-17 07:00 | 147.7667 |  | 135.7833 | 11.5891 | 1.8517 | 0.2 | 20.1575 | 75.1325 | 70.1412 | 0 |  | 147.7667 | 11.8082 | 136.7793 | 0.034191 | 11.8082 | 136.7793 | 0.030292 | 10.6599 | 130.0785 | 0 | 137.9237 | 137.925 | 15896.441 | 19.2219 | 15191.4795 | 15458.019 | 14649.365 | 0 | 0 | 14628.1045 | 762.8799 | 0 | 0 | 0 | 0 | 14628.1045 | 762.8799 | 13777.791 | 13708.9023
6225 | 2021-09-17 08:00 | 291.1167 |  | 219.8 | 12.8242 | 2.0725 | 0.2 | 32.4247 | 65.4829 | 57.7805 | 0 |  | 291.1167 | 70.9018 | 219.4223 | 0.06736 | 70.9018 | 219.4223 | 0.059678 | 67.7966 | 208.6708 | 0 | 270.938 | 270.923 | 31224.184 | 27.6673 | 30729.525 | 30481.27 | 29211.564 | 0 | 0 | 29131.115 | 776.4905 | 0 | 0 | 2.37 | 0 | 29128.744 | 776.0376 | 28235.568 | 28094.3906
6226 | 2021-09-17 09:00 | 461.4833 |  | 288.5333 | 14.3189 | 2.4192 | 0.2 | 43.6266 | 52.7634 | 46.4484 | 0 |  | 461.4833 | 172.709 | 289.1291 | 0.10678 | 172.709 | 289.1291 | 0.094603 | 168.811 | 274.9644 | 0 | 434.8999 | 434.9012 | 50124.043 | 37.7731 | 49981.754 | 48080.59 | 45799.37 | 0 | 0 | 45590.887 | 757.7712 | 0 | 0 | 0 | 0 | 45590.887 | 757.7712 | 44407.945 | 44185.9062
6227 | 2021-09-17 10:00 | 657.1333 |  | 291.5333 | 15.9085 | 3.3692 | 0.2 | 52.6947 | 34.731 | 37.1719 | 0 |  | 657.1333 | 366.1929 | 293.5622 | 0.15205 | 366.1929 | 293.5622 | 0.13471 | 361.5209 | 279.1835 | 0 | 627.8904 | 627.8541 | 72362.375 | 48.3361 | 72605.95 | 67554.516 | 65009.48 | 0 | 0 | 64562.45 | 730.1198 | 0 | 0 | 0 | 0 | 64562.45 | 730.1198 | 62926.23 | 62611.6016
6228 | 2021-09-17 11:00 | 821.6167 |  | 208.0167 | 17.4424 | 3.6379 | 0.2 | 57.7141 | 9.7804 | 31.8279 | 0 |  | 821.6167 | 616.1275 | 210.8255 | 0.19011 | 616.1275 | 210.8255 | 0.16843 | 610.6431 | 200.5024 | 0 | 794.9226 | 794.8121 | 91605.74 | 57.9942 | 92025.22 | 82894.25 | 80341.94 | 0 | 0 | 79589.37 | 698.7004 | 0 | 0 | 0 | 0 | 79589.37 | 698.7004 | 77373.305 | 76986.4375
6229 | 2021-09-17 12:00 | 711.0833 |  | 302.15 | 18.3691 | 3.4146 | 0.2 | 56.7706 | 341.9265 | 32.4832 | 0 |  | 711.0833 | 411.605 | 305.1385 | 0.16453 | 411.605 | 305.1385 | 0.14577 | 407.7417 | 290.1982 | 0 | 683.9811 | 683.8698 | 78819.3 | 53.6169 | 79142.12 | 72345.945 | 70019.74 | 0 | 0 | 69474.41 | 713.9088 | 0 | 0 | 0 | 0 | 69474.41 | 713.9088 | 67656.92 | 67318.6328
6230 | 2021-09-17 13:00 | 564.7833 |  | 313.85 | 18.7429 | 3.3104 | 0.2 | 50.2913 | 318.9978 | 38.9112 | 0 |  | 564.7833 | 253.2503 | 315.9517 | 0.13068 | 253.2503 | 315.9517 | 0.11578 | 249.6037 | 300.4817 | 0 | 539.0837 | 539.1488 | 62139.41 | 46.6636 | 62218.82 | 58185.81 | 55828.758 | 0 | 0 | 55499.613 | 735.1034 | 0 | 0 | 0 | 0 | 55499.613 | 735.1034 | 54090.367 | 53819.9141
6231 | 2021-09-17 14:00 | 473.3667 |  | 265.3667 | 18.8034 | 3.7612 | 0.2 | 40.4243 | 302.8208 | 48.8494 | 0 |  | 473.3667 | 210.6576 | 267.3075 | 0.10953 | 210.6576 | 267.3075 | 0.097039 | 205.152 | 254.2205 | 0 | 450.1851 | 450.0594 | 51871.004 | 41.6372 | 51761.89 | 49184.508 | 47456.918 | 0 | 0 | 47224.6 | 743.5877 | 0 | 0 | 0 | 0 | 47224.6 | 743.5877 | 46003.59 | 45773.5703
6232 | 2021-09-17 15:00 | 381.4167 |  | 148.5167 | 18.5813 | 3.4067 | 0.2 | 28.8261 | 291.2169 | 60.5342 | 0 |  | 381.4167 | 237.2132 | 150.6928 | 0.088254 | 237.2132 | 150.6928 | 0.07819 | 224.9218 | 143.3179 | 0 | 360.8749 | 360.7319 | 41575.152 | 37.1807 | 41269.6 | 39748.684 | 38007.105 | 0 | 0 | 37860.65 | 755.5243 | 0 | 0 | 0 | 0 | 37860.65 | 755.5243 | 36861.89 | 36677.582
6233 | 2021-09-17 16:00 | 222.6 |  | 70.4667 | 17.9176 | 2.5033 | 0.2 | 16.3666 | 282.1521 | 73.072 | 0 |  | 222.6 | 156.9881 | 72.2285 | 0.051507 | 156.9881 | 72.2285 | 0.045633 | 137.8426 | 68.6958 | 0 | 202.4076 | 202.142 | 23297.754 | 28.7774 | 22680.953 | 22402.473 | 20889.68 | 0 | 0 | 20845.535 | 765.1036 | 0 | 0 | 0 | 0 | 20845.535 | 765.1036 | 19936.568 | 19836.8867
6234 | 2021-09-17 17:00 | 12.3333 |  | 12.3333 | 16.9151 | 2.5275 | 0.2 | 3.4974 | 274.3214 | 86.0121 | 0 |  | 12.3333 | 0 | 12.3218 | 0.0028538 | 0 | 12.3218 | 0.0025283 | 0 | 11.7179 | 0 | 11.4836 | 11.4849 | 1323.6791 | 17.5314 | 854.72 | 868.1444 | 839.1895 | 0 | 0 | 839.1001 | 674.6813 | 0 | 0 | 0 | 0 | 839.1001 | 674.6813 | 695.0381 | 691.5629272460938
6235 | 2021-09-17 18:00 | 0 |  | 0 | 16.4539 | 1.8533 | 0.2
6236 | 2021-09-17 19:00 | 0 |  | 0 | 16.0971 | 1.9225 | 0.2
6237 | 2021-09-17 20:00 | 0 |  | 0 | 15.7403 | 2.1517 | 0.2
6238 | 2021-09-17 21:00 | 0 |  | 0 | 15.3922 | 1.6033 | 0.2
6239 | 2021-09-17 22:00 | 0 |  | 0 | 15.0851 | 1.645 | 0.2
6240 | 2021-09-17 23:00 | 0 |  | 0 | 14.7443 | 2.6296 | 0.2
6241 | 2021-09-18 | 0 |  | 0 | 14.6511 | 3.3096 | 0.2
6242 | 2021-09-18 01:00 | 0 |  | 0 | 14.544 | 3.1342 | 0.2
6243 | 2021-09-18 02:00 | 0 |  | 0 | 13.4122 | 1.5446 | 0.2
6244 | 2021-09-18 03:00 | 0 |  | 0 | 14.3846 | 1.6354 | 0.2
6245 | 2021-09-18 04:00 | 0 |  | 0 | 15.0084 | 1.6396 | 0.2
6246 | 2021-09-18 05:00 | 0 |  | 0 | 14.9234 | 1.2525 | 0.2
6247 | 2021-09-18 06:00 | 25.2167 |  | 25.1 | 14.1097 | 1.1371 | 0.2 | 7.6409 | 83.4993 | 82.7385 | 0 |  | 25.2167 | 0.11084 | 24.9606 | 0.0058348 | 0.11084 | 24.9606 | 0.0051694 | 0.072505 | 23.7379 | 0 | 23.3342 | 23.3339 | 2689.2825 | 15.4437 | 2121.4414 | 2179.8555 | 2111.9866 | 0 | 0 | 2111.4973 | 726.6434 | 0 | 0 | 0 | 0 | 2111.4973 | 726.6434 | 1774.0004 | 1765.1304
6248 | 2021-09-18 07:00 | 98.2 |  | 98.2 | 15.6068 | 1.2258 | 0.2 | 20.4425 | 75.4272 | 69.8605 | 0 |  | 98.2 | 0 | 97.5771 | 0.022722 | 0 | 97.5771 | 0.020131 | 0 | 92.7961 | 0 | 90.9402 | 90.9423 | 10481.693 | 20.7849 | 9757.418 | 9884.289 | 9540.861 | 0 | 0 | 9531.943 | 765.8342 | 0 | 0 | 0 | 0 | 9531.943 | 765.8342 | 8667.028 | 8623.6934
6249 | 2021-09-18 08:00 | 120.3167 |  | 120.1333 | 16.6824 | 0.9275 | 0.2 | 32.7321 | 65.7812 | 57.4779 | 0 |  | 120.3167 | 0.18226 | 119.4303 | 0.02784 | 0.18226 | 119.4303 | 0.024665 | 0.17442 | 113.5789 | 0 | 111.4782 | 111.479 | 12848.38 | 23.1167 | 12125.932 | 12195.701 | 11659.755 | 0 | 0 | 11646.549 | 767.7438 | 0 | 0 | 0 | 0 | 11646.549 | 767.7438 | 10819.092 | 10764.9971
6250 | 2021-09-18 09:00 | 183.5 |  | 180.5333 | 17.3899 | 0.78625 | 0.2 | 43.9676 | 53.0454 | 46.1127 | 0 |  | 183.5 | 2.9623 | 179.5702 | 0.042459 | 2.9623 | 179.5702 | 0.037617 | 2.8967 | 170.7725 | 0 | 170.1959 | 170.197 | 19615.719 | 27.2765 | 18947.734 | 18814.43 | 17956.418 | 0 | 0 | 17925.385 | 768.2266 | 0 | 0 | 0 | 0 | 17925.385 | 768.2266 | 17021.475 | 16936.3672
6251 | 2021-09-18 10:00 | 194 |  | 192.6333 | 17.8862 | 1.1475 | 0.2 | 53.075 | 34.9205 | 36.7966 | 0 |  | 194 | 1.3688 | 191.6695 | 0.044889 | 1.3688 | 191.6695 | 0.03977 | 1.3517 | 182.2792 | 0 | 179.9583 | 179.9584 | 20740.84 | 28.1694 | 20086.445 | 19890.482 | 19058.848 | 0 | 0 | 19023.605 | 767.0194 | 0 | 0 | 0 | 0 | 19023.605 | 767.0194 | 18113.12 | 18022.5527
6252 | 2021-09-18 11:00 | 257.9667 |  | 255.4667 | 18.1896 | 1.2871 | 0.2 | 58.11 | 9.7213 | 31.4332 | 0 |  | 257.9667 | 2.5101 | 254.3509 | 0.05969 | 2.5101 | 254.3509 | 0.052883 | 2.4884 | 241.8902 | 0 | 239.491 | 239.4917 | 27601.873 | 31.7881 | 27046.936 | 26489.611 | 25438.312 | 0 | 0 | 25374.9 | 764.7489 | 0 | 0 | 0 | 0 | 25374.9 | 764.7489 | 24522.148 | 24399.5371
6253 | 2021-09-18 12:00 | 304.95 |  | 293.2333 | 18.5103 | 1.2637 | 0.2 | 57.1188 | 341.5761 | 32.1332 | 0 |  | 304.95 | 11.792 | 292.1002 | 0.070561 | 11.792 | 292.1002 | 0.062514 | 11.684 | 277.7908 | 0 | 283.6853 | 283.6909 | 32696.107 | 34.6356 | 32227.023 | 31290.67 | 30306.03 | 0 | 0 | 30214.385 | 757.5007 | 0 | 0 | 0 | 0 | 30214.385 | 757.5007 | 29313.637 | 29167.0684
6254 | 2021-09-18 13:00 | 271.05 |  | 262.45 | 19.3526 | 1.1233 | 0.2 | 50.5577 | 318.5352 | 38.6458 | 0 |  | 271.05 | 8.6784 | 261.4298 | 0.062717 | 8.6784 | 261.4298 | 0.055565 | 8.5555 | 248.6231 | 0 | 252.035 | 252.0267 | 29047.283 | 33.7698 | 28515.873 | 27758.219 | 26676.406 | 0 | 0 | 26606.264 | 759.1506 | 0 | 0 | 0 | 0 | 26606.264 | 759.1506 | 25737.816 | 25609.127
6255 | 2021-09-18 14:00 | 228.8167 |  | 220.4 | 19.4396 | 1.6096 | 0.2 | 40.623 | 302.3682 | 48.654 | 0 |  | 228.8167 | 8.5229 | 219.527 | 0.052945 | 8.5229 | 219.527 | 0.046907 | 8.3027 | 208.7733 | 0 | 212.7344 | 212.7197 | 24515.799 | 31.3419 | 23913.197 | 23450.15 | 22306.648 | 0 | 0 | 22257.512 | 763.8982 | 0 | 0 | 0 | 0 | 22257.512 | 763.8982 | 21360.39 | 21253.5879
6256 | 2021-09-18 15:00 | 153.65 |  | 151.6167 | 19.3336 | 1.5671 | 0.2 | 28.9805 | 290.7988 | 60.3838 | 0 |  | 153.65 | 2.0705 | 150.9607 | 0.035552 | 2.0705 | 150.9607 | 0.031498 | 1.9642 | 143.5657 | 0 | 142.6193 | 142.616 | 16436.605 | 27.3289 | 15736.045 | 15622.456 | 15048.263 | 0 | 0 | 15025.914 | 762.5453 | 0 | 0 | 0 | 0 | 15025.914 | 762.5453 | 14166.44 | 14095.6074
6257 | 2021-09-18 16:00 | 77.3833 |  | 77.3667 | 19.32 | 0.76625 | 0.2 | 16.4951 | 281.7602 | 72.9478 | 0 |  | 77.3833 | 0.017183 | 76.9779 | 0.017905 | 0.017183 | 76.9779 | 0.015863 | 0.015109 | 73.2069 | 0 | 71.7576 | 71.7562 | 8270.141 | 23.4921 | 7557.621 | 7592.812 | 7258.303 | 0 | 0 | 7252.9775 | 753.608 | 0 | 0 | 0 | 0 | 7252.9775 | 753.608 | 6440.9326 | 6408.7275
6258 | 2021-09-18 17:00 | 6.8667 |  | 6.8667 | 18.8832 | 0.77417 | 0.2 | 3.6137 | 273.9408 | 85.9002 | 0 |  | 6.8667 | 0 | 6.8947 | 0.0015889 | 0 | 6.8947 | 0.0014077 | 0 | 6.5567 | 0 | 6.4255 | 6.4268 | 740.7245 | 19.2567 | 345.286 | 345.6307 | 338.3383 | 0 | 0 | 338.3217 | 627.1327 | 0 | 0 | 0 | 7.2463 | 331.0754 | 649.9996 | 272.668 | 271.3047180175781
6259 | 2021-09-18 18:00 | 0 |  | 0 | 18.3184 | 0.81208 | 0.2
6260 | 2021-09-18 19:00 | 0 |  | 0 | 17.8476 | 1.0079 | 0.2
6261 | 2021-09-18 20:00 | 0 |  | 0 | 17.3591 | 1.7467 | 0.2
6262 | 2021-09-18 21:00 | 0 |  | 0 | 16.6138 | 1.8225 | 0.2
6263 | 2021-09-18 22:00 | 0 |  | 0 | 15.5101 | 2.3483 | 0.2
6264 | 2021-09-18 23:00 | 0 |  | 0 | 14.7942 | 2.0429 | 0.2
6265 | 2021-09-19 | 0 |  | 0 | 14.9054 | 1.3525 | 0.2
6266 | 2021-09-19 01:00 | 0 |  | 0 | 14.1428 | 1.6062 | 0.2
6267 | 2021-09-19 02:00 | 0 |  | 0 | 13.539 | 2.6658 | 0.2
6268 | 2021-09-19 03:00 | 0 |  | 0 | 13.0136 | 3.3533 | 0.2
6269 | 2021-09-19 04:00 | 0 |  | 0 | 12.6419 | 2.1325 | 0.2
6270 | 2021-09-19 05:00 | 0.2 |  | 0.2 | 12.6749 | 1.9483 | 0.2 | -5.0929 | 91.2797 | 90 | 0 |  | 0.2 | 0 | 0.22 | 4.62772e-05 | 0 | 0.22 | 0 | 0 | 0.20922 | 0 | 0.20504 | 0.20504 | 23.6313 | 12.6862 | 0.37084 | 0.36629 | 0.36538 | 0 | 0 | 0.36537 | 22.4974 | 0 | 0 | 0 | 0.36537 | 0 | 650 | 0 | 0
6271 | 2021-09-19 06:00 | 110.7667 |  | 52.0333 | 13.7598 | 2.2 | 0.2 | 7.9137 | 83.7912 | 82.4696 | 0 |  | 110.7667 | 55.8676 | 51.9515 | 0.02563 | 55.8676 | 51.9515 | 0.022707 | 37.3316 | 49.4031 | 0 | 85.0001 | 85.0208 | 9798.615 | 18.3909 | 9083.276 | 9261.379 | 8479.997 | 0 | 0 | 8473.125 | 770.7884 | 0 | 0 | 0 | 0 | 8473.125 | 770.7884 | 7620.7437 | 7582.6396
6272 | 2021-09-19 07:00 | 323.8333 |  | 54.1833 | 15.5497 | 1.9517 | 0.2 | 20.7274 | 75.7236 | 69.58 | 0 |  | 323.8333 | 265.7121 | 54.8402 | 0.074931 | 265.7121 | 54.8402 | 0.066385 | 240.9031 | 52.1519 | 0 | 287.1939 | 287.1644 | 33096.203 | 31.3693 | 32634.941 | 31999.848 | 30693 | 0 | 0 | 30600.855 | 762.0891 | 0 | 0 | 0 | 0 | 30600.855 | 762.0891 | 29697.857 | 29549.3672
6273 | 2021-09-19 08:00 | 603.9833 |  | 94.2333 | 17.6848 | 1.8275 | 0.2 | 33.0392 | 66.0823 | 57.1758 | 0 |  | 603.9833 | 506.713 | 95.4394 | 0.13975 | 506.713 | 95.4394 | 0.12382 | 485.3008 | 90.7629 | 0 | 564.5425 | 564.7313 | 65087.98 | 48.9717 | 65217.73 | 60531.3 | 58091.09 | 0 | 0 | 57727.527 | 726.0079 | 0 | 0 | 0 | 0 | 57727.527 | 726.0079 | 56268.914 | 55987.5664
6274 | 2021-09-19 09:00 | 656.6834 |  | 147.1333 | 19.2059 | 1.3292 | 0.2 | 44.3083 | 53.3314 | 45.7775 | 0 |  | 656.6834 | 508.7564 | 148.8929 | 0.15195 | 508.7564 | 148.8929 | 0.13462 | 497.7206 | 141.599 | 0 | 626.5332 | 626.5393 | 72210.01 | 54.7131 | 72451.195 | 65989.79 | 63314.68 | 0 | 0 | 62866.81 | 711.9837 | 0 | 0 | 0 | 0 | 62866.81 | 711.9837 | 61291.3 | 60984.8438
6275 | 2021-09-19 10:00 | 499.85 |  | 333.4667 | 19.8218 | 1 | 0.2 | 53.4556 | 35.114 | 36.4212 | 0 |  | 499.85 | 166.6246 | 333.7843 | 0.11566 | 166.6246 | 333.7843 | 0.10247 | 164.6008 | 317.4337 | 0 | 472.3938 | 472.3949 | 54444.277 | 46.9973 | 54384.27 | 50800.61 | 48968.145 | 0 | 0 | 48715.375 | 732.8862 | 0 | 0 | 0 | 0 | 48715.375 | 732.8862 | 47459.887 | 47222.5859
6276 | 2021-09-19 11:00 | 538.35 |  | 413.5167 | 20.2438 | 1.2725 | 0.2 | 58.5066 | 9.6612 | 31.038 | 0 |  | 538.35 | 125.3247 | 414.3245 | 0.12457 | 125.3247 | 414.3245 | 0.11036 | 124.271 | 394.0313 | 0 | 507.9363 | 507.9282 | 58538.36 | 49.1034 | 58554.38 | 54325.812 | 52552.715 | 0 | 0 | 52254.164 | 725.7864 | 0 | 0 | 0 | 0 | 52254.164 | 725.7864 | 50917.83 | 50663.2383
6277 | 2021-09-19 12:00 | 536.8166 |  | 418.7333 | 20.5502 | 1.595 | 0.2 | 57.4666 | 341.2188 | 31.7836 | 0 |  | 536.8166 | 118.8308 | 419.9073 | 0.12421 | 118.8308 | 419.9073 | 0.11005 | 117.7692 | 399.343 | 0 | 506.77 | 506.7316 | 58400.51 | 48.9224 | 58413.91 | 54227.78 | 52373.324 | 0 | 0 | 52080.484 | 728.1569 | 0 | 0 | 0 | 0 | 52080.484 | 728.1569 | 50748.082 | 50494.3438
6278 | 2021-09-19 13:00 | 532.8166 |  | 330.4167 | 20.7409 | 2.5642 | 0.2 | 50.8227 | 318.0669 | 38.3818 | 0 |  | 532.8166 | 204.22 | 332.5731 | 0.12329 | 204.22 | 332.5731 | 0.10923 | 201.3762 | 316.2892 | 0 | 507.3121 | 507.3397 | 58472.523 | 47.9217 | 58487.055 | 54470.64 | 52492.688 | 0 | 0 | 52201.74 | 731.7028 | 0 | 0 | 0 | 0 | 52201.74 | 731.7028 | 50866.59 | 50612.2539
6279 | 2021-09-19 14:00 | 440.8667 |  | 260.9333 | 20.6682 | 3.8692 | 0.2 | 40.8203 | 301.9124 | 48.4599 | 0 |  | 440.8667 | 182.1758 | 262.8351 | 0.10201 | 182.1758 | 262.8351 | 0.090377 | 177.5216 | 249.967 | 0 | 418.9389 | 418.8776 | 48277.76 | 41.8159 | 48100 | 45673.52 | 43358.047 | 0 | 0 | 43165.86 | 745.318 | 0 | 0 | 0 | 0 | 43165.86 | 745.318 | 42039.977 | 41829.7734
6280 | 2021-09-19 15:00 | 260.6167 |  | 220.05 | 20.1203 | 4.0829 | 0.2 | 29.1341 | 290.3789 | 60.2343 | 0 |  | 260.6167 | 41.2986 | 222.5494 | 0.060303 | 41.2986 | 222.5494 | 0.053426 | 39.1974 | 211.6495 | 0 | 245.8299 | 245.8356 | 28333.49 | 32.4116 | 27790.514 | 27166.04 | 26011.426 | 0 | 0 | 25944.264 | 758.4617 | 0 | 0 | 0 | 0 | 25944.264 | 758.4617 | 25083.959 | 24958.5391
6281 | 2021-09-19 16:00 | 158.8167 |  | 103.4667 | 19.3103 | 4.9596 | 0.2 | 16.6233 | 281.3672 | 72.8238 | 0 |  | 158.8167 | 57.0604 | 104.4851 | 0.036748 | 57.0604 | 104.4851 | 0.032557 | 50.2395 | 99.3713 | 0 | 146.6186 | 146.5563 | 16891.246 | 26.3513 | 16196.006 | 16125.378 | 15376.253 | 0 | 0 | 15352.931 | 764.3735 | 0 | 0 | 0 | 0 | 15352.931 | 764.3735 | 14486.4795 | 14414.0469
6282 | 2021-09-19 17:00 | 15.0333 |  | 15.0333 | 18.3106 | 4.5687 | 0.2 | 3.7303 | 273.5596 | 85.788 | 0 |  | 15.0333 | 0 | 14.9736 | 0.0034785 | 0 | 14.9736 | 0.0030818 | 0 | 14.2398 | 0 | 13.955 | 13.9555 | 1608.3873 | 18.9931 | 1113.4758 | 1129.7877 | 1093.1486 | 0 | 0 | 1093.0034 | 688.5015 | 0 | 0 | 0 | 0 | 1093.0034 | 688.5015 | 907.9339 | 903.3942260742188
6283 | 2021-09-19 18:00 | 0 |  | 0 | 17.5406 | 3.8163 | 0.2
6284 | 2021-09-19 19:00 | 0 |  | 0 | 16.8162 | 3.6396 | 0.2
6285 | 2021-09-19 20:00 | 0 |  | 0 | 16.0823 | 3.0229 | 0.2
6286 | 2021-09-19 21:00 | 0 |  | 0 | 15.3124 | 1.4583 | 0.2
6287 | 2021-09-19 22:00 | 0 |  | 0 | 14.6505 | 1.2121 | 0.2
6288 | 2021-09-19 23:00 | 0 |  | 0 | 13.9175 | 1.5167 | 0.2
6289 | 2021-09-20 | 0 |  | 0 | 13.5348 | 2.8942 | 0.2
6290 | 2021-09-20 01:00 | 0 |  | 0 | 13.2297 | 2.8008 | 0.2
6291 | 2021-09-20 02:00 | 0 |  | 0 | 13.051 | 2.9008 | 0.2
6292 | 2021-09-20 03:00 | 0 |  | 0 | 12.9012 | 2.4921 | 0.2
6293 | 2021-09-20 04:00 | 0 |  | 0 | 12.808 | 2.0017 | 0.2
6294 | 2021-09-20 05:00 | 0 |  | 0 | 12.9529 | 2.0017 | 0.2
6295 | 2021-09-20 06:00 | 109.0333 |  | 47.9167 | 13.9482 | 1.5775 | 0.2 | 8.1866 | 84.0841 | 82.2008 | 0 |  | 109.0333 | 58.2035 | 47.8422 | 0.025229 | 58.2035 | 47.8422 | 0.022352 | 39.6538 | 45.4951 | 0 | 83.4458 | 83.5978 | 9634.792 | 18.6326 | 8921.134 | 9089.0205 | 8310.683 | 0 | 0 | 8303.94 | 768.7031 | 0 | 0 | 0 | 0 | 8303.94 | 768.7031 | 7455.496 | 7418.2188
6296 | 2021-09-20 07:00 | 151.3833 |  | 112.1667 | 14.7599 | 1.4758 | 0.2 | 21.0118 | 76.0218 | 69.2998 | 0 |  | 151.3833 | 38.6441 | 111.839 | 0.035028 | 38.6441 | 111.839 | 0.031033 | 35.1076 | 106.3582 | 0 | 138.6366 | 138.6402 | 15978.824 | 22.5647 | 15274.643 | 15387.262 | 14824.748 | 0 | 0 | 14803.825 | 773.6856 | 0 | 0 | -0.047311 | 0 | 14803.873 | 773.5685 | 13949.421 | 13879.6738
6297 | 2021-09-20 08:00 | 283.3667 |  | 212.1833 | 15.8571 | 1.4708 | 0.2 | 33.3456 | 66.3861 | 56.8742 | 0 |  | 283.3667 | 70.7543 | 211.8344 | 0.065567 | 70.7543 | 211.8344 | 0.05809 | 67.8172 | 201.4547 | 0 | 263.8865 | 263.9004 | 30416.271 | 30.7168 | 29907.932 | 29390.182 | 27965.385 | 0 | 0 | 27889.305 | 767.8261 | 0 | 0 | 0 | 0 | 27889.305 | 767.8261 | 27007.031 | 26871.9961
6298 | 2021-09-20 09:00 | 734.0167 |  | 74.6667 | 18.0421 | 2.4296 | 0.2 | 44.6485 | 53.6215 | 45.4428 | 0 |  | 734.0167 | 658.2699 | 75.7655 | 0.16984 | 658.2699 | 75.7655 | 0.15047 | 644.2716 | 72.054 | 0 | 701.9991 | 702.0323 | 80909.24 | 55.8846 | 81256.69 | 73726.26 | 71479.266 | 0 | 0 | 70900.46 | 706.316 | 0 | 0 | 0 | 0 | 70900.46 | 706.316 | 69028.84 | 68683.6953
6299 | 2021-09-20 10:00 | 908.3333 |  | 111.1333 | 20.0628 | 2.9042 | 0.2 | 53.8362 | 35.3118 | 36.0459 | 0 |  | 908.3333 | 798.2881 | 112.4081 | 0.21018 | 798.2881 | 112.4081 | 0.18621 | 788.83 | 106.9024 | 0 | 877.8178 | 877.8492 | 101172.67 | 66.3717 | 101591.9 | 88841.9 | 85742.22 | 0 | 0 | 84857.016 | 682.136 | 0 | 0 | 0 | 0 | 84857.016 | 682.136 | 82419.9 | 82007.8047
6300 | 2021-09-20 11:00 | 572.4833 |  | 363.2667 | 20.8948 | 1.6592 | 0.2 | 58.9036 | 9.6002 | 30.6423 | 0 |  | 572.4833 | 210.0212 | 364.9705 | 0.13246 | 210.0212 | 364.9705 | 0.11736 | 208.3059 | 347.0958 | 0 | 544.2937 | 544.2626 | 62728.63 | 51.2795 | 62819.113 | 57867.344 | 55342.035 | 0 | 0 | 55006.535 | 721.0307 | 0 | 0 | 0 | 0 | 55006.535 | 721.0307 | 53608.29 | 53340.25
6301 | 2021-09-20 12:00 | 678.5666 |  | 348.3667 | 21.5205 | 1.0888 | 0.2 | 57.814 | 340.8548 | 31.4344 | 0 |  | 678.5666 | 332.2567 | 350.3948 | 0.15701 | 332.2567 | 350.3948 | 0.1391 | 329.3617 | 333.2363 | 0 | 649.346 | 649.3564 | 74839.62 | 58.7255 | 75115.41 | 67478.58 | 65088.773 | 0 | 0 | 64601.785 | 703.0771 | 0 | 0 | 0 | 0 | 64601.785 | 703.0771 | 62964.15 | 62649.3281
6302 | 2021-09-20 13:00 | 446.7 |  | 336.85 | 21.5267 | 1.1863 | 0.2 | 51.0864 | 317.5931 | 38.1193 | 0 |  | 446.7 | 110.8246 | 337.9638 | 0.10336 | 110.8246 | 337.9638 | 0.091573 | 109.3069 | 321.4137 | 0 | 422.1062 | 422.0841 | 48645.3 | 45.603 | 48474.637 | 45473.55 | 43578.824 | 0 | 0 | 43379.137 | 734.4148 | 0 | 0 | 0 | 0 | 43379.137 | 734.4148 | 42248.207 | 42036.9688
6303 | 2021-09-20 14:00 | 126.7833 |  | 124.95 | 20.6784 | 1.3113 | 0.2 | 41.0164 | 301.4536 | 48.2672 | 0 |  | 126.7833 | 1.8559 | 124.282 | 0.029336 | 1.8559 | 124.282 | 0.02599 | 1.809 | 118.1932 | 0 | 117.6022 | 117.6025 | 13554.0625 | 27.3486 | 12834.335 | 12740.372 | 12219.634 | 0 | 0 | 12204.691 | 757.0657 | 0 | 0 | 0 | 0 | 12204.691 | 757.0657 | 11401.014 | 11344.0088
6304 | 2021-09-20 15:00 | 161.1333 |  | 149.9667 | 19.8865 | 1.4138 | 0.2 | 29.2868 | 289.9574 | 60.0857 | 0 |  | 161.1333 | 11.3655 | 150.7739 | 0.037284 | 11.3655 | 150.7739 | 0.033032 | 10.7924 | 143.3878 | 0 | 151.0966 | 151.0932 | 17413.918 | 28.4164 | 16722.307 | 16545.898 | 15978.419 | 0 | 0 | 15953.003 | 759.4509 | 0 | 0 | 0 | 0 | 15953.003 | 759.4509 | 15075.049 | 14999.6738
6305 | 2021-09-20 16:00 | 42.2 |  | 42.1167 | 18.9752 | 1.0646 | 0.2 | 16.7512 | 280.9734 | 72.7003 | 0 |  | 42.2 | 0.085864 | 41.8143 | 0.0097645 | 0.085864 | 41.8143 | 0.0086509 | 0.075701 | 39.7655 | 0 | 39.0444 | 39.045 | 4500.108 | 21.2147 | 3857.2588 | 3902.174 | 3762.3508 | 0 | 0 | 3760.8525 | 735.4602 | 0 | 0 | 0 | 0 | 3760.8525 | 735.4602 | 3217.4885 | 3201.401123046875
6306 | 2021-09-20 17:00 | 3.7167 |  | 3.7167 | 18.0942 | 1.0121 | 0.2 | 3.8472 | 273.1779 | 85.6757 | 0 |  | 3.7167 | 0 | 3.7304 | 0.00085999 | 0 | 3.7304 | 0.00076191 | 0 | 3.5474 | 0 | 3.4765 | 3.476 | 400.6141 | 18.2941 | 105.3142 | 104.6103 | 104.1978 | 0 | 0 | 104.1934 | 377.8686 | 0 | 0 | 0 | 66.9245 | 37.2689 | 650.0001 | 30.5921 | 30.439128875732422
6307 | 2021-09-20 18:00 | 0 |  | 0 | 17.5496 | 1.0992 | 0.2
6308 | 2021-09-20 19:00 | 0 |  | 0 | 17.4049 | 1.1629 | 0.2
6309 | 2021-09-20 20:00 | 0 |  | 0 | 17.2344 | 1.0017 | 0.2
6310 | 2021-09-20 21:00 | 0 |  | 0 | 16.9729 | 0.93458 | 0.2
6311 | 2021-09-20 22:00 | 0 |  | 0 | 16.6914 | 1.6562 | 0.2
6312 | 2021-09-20 23:00 | 0 |  | 0 | 16.3746 | 2.2467 | 0.2
6313 | 2021-09-21 | 0 |  | 0 | 16.08 | 2.3292 | 0.2
6314 | 2021-09-21 01:00 | 0 |  | 0 | 15.8001 | 1.455 | 0.2
6315 | 2021-09-21 02:00 | 0 |  | 0 | 15.5132 | 1.2758 | 0.2
6316 | 2021-09-21 03:00 | 0 |  | 0 | 15.2216 | 1.1138 | 0.2
6317 | 2021-09-21 04:00 | 0 |  | 0 | 14.8531 | 0.98875 | 0.2
6318 | 2021-09-21 05:00 | 0 |  | 0 | 15.4279 | 0.83792 | 0.2
6319 | 2021-09-21 06:00 | 9.0833 |  | 9.0833 | 15.7683 | 0.93542 | 0.2 | 8.4592 | 84.3779 | 81.9321 | 0 |  | 9.0833 | 0 | 9.0499 | 0.0021018 | 0 | 9.0499 | 0.0018621 | 0 | 8.6066 | 0 | 8.4345 | 8.4341 | 972.0743 | 16.255 | 542.3765 | 548.3709 | 535.0494 | 0 | 0 | 535.012 | 664.4955 | 0 | 0 | 0 | 0.46111 | 534.5508 | 667.3862 | 441.2598 | 439.05352783203125
6320 | 2021-09-21 07:00 | 27.8667 |  | 27.8667 | 16.0511 | 1.3933 | 0.2 | 21.2958 | 76.3217 | 69.0202 | 0 |  | 27.8667 | 0 | 27.7035 | 0.006448 | 0 | 27.7035 | 0.0057126 | 0 | 26.3464 | 0 | 25.8194 | 25.8195 | 2975.7349 | 17.5101 | 2393.0388 | 2445.827 | 2353.5928 | 0 | 0 | 2352.9873 | 724.2909 | 0 | 0 | 0 | 0 | 2352.9873 | 724.2909 | 1982.1825 | 1972.2716064453125
6321 | 2021-09-21 08:00 | 140.05 |  | 140.05 | 16.7032 | 2.4054 | 0.2 | 33.6514 | 66.6927 | 56.5733 | 0 |  | 140.05 | 0 | 139.2377 | 0.032406 | 0 | 139.2377 | 0.02871 | 0 | 132.4158 | 0 | 129.7674 | 129.7686 | 14956.16 | 23.706 | 14244.275 | 14300.165 | 13779.95 | 0 | 0 | 13761.537 | 767.4157 | 0 | 0 | 0 | 0 | 13761.537 | 767.4157 | 12933.738 | 12869.0693
6322 | 2021-09-21 09:00 | 280.3833 |  | 266.8833 | 17.6563 | 2.8992 | 0.2 | 44.9881 | 53.9156 | 45.1087 | 0 |  | 280.3833 | 13.4768 | 265.5627 | 0.064877 | 13.4768 | 265.5627 | 0.057478 | 13.1959 | 252.5518 | 0 | 260.4327 | 260.433 | 30015.748 | 31.398 | 29500.564 | 28930.39 | 27834.115 | 0 | 0 | 27758.297 | 764.6358 | 0 | 0 | 0 | 0 | 27758.297 | 764.6358 | 26877.318 | 26742.9316
6323 | 2021-09-21 10:00 | 509.6167 |  | 353.2667 | 18.9979 | 2.775 | 0.2 | 54.2167 | 35.5139 | 35.6707 | 0 |  | 509.6167 | 156.5502 | 353.578 | 0.11792 | 156.5502 | 353.578 | 0.10447 | 154.7412 | 336.2577 | 0 | 481.1789 | 481.1617 | 55455.54 | 44.5301 | 55414.523 | 52182.074 | 50229.395 | 0 | 0 | 49967.887 | 739.1786 | 0 | 0 | 0 | 0 | 49967.887 | 739.1786 | 48683.62 | 48440.2031
6324 | 2021-09-21 11:00 | 460.1167 |  | 343.85 | 20.1014 | 2.8283 | 0.2 | 59.3009 | 9.5385 | 30.2463 | 0 |  | 460.1167 | 116.7033 | 344.5496 | 0.10646 | 116.7033 | 344.5496 | 0.094323 | 115.7777 | 327.6736 | 0 | 434.5822 | 434.5718 | 50086.383 | 43.1055 | 49943.383 | 47238.92 | 45860.504 | 0 | 0 | 45640.695 | 739.2518 | 0 | 0 | 0 | 0 | 45640.695 | 739.2518 | 44456.586 | 44234.3047
6325 | 2021-09-21 12:00 | 1010.3 |  | 174.1667 | 21.8123 | 1.9696 | 0.2 | 58.1608 | 340.4839 | 31.0858 | 0 |  | 1010.3 | 841.2576 | 176.645 | 0.23377 | 841.2576 | 176.645 | 0.20711 | 834.1091 | 167.9967 | 0 | 982.0636 | 982.1763 | 113199.23 | 75.8756 | 113512.15 | 95782.586 | 92538.71 | 0 | 0 | 91410.42 | 652.1951 | 0 | 0 | 0 | 384.2218 | 91026.195 | 661.0258 | 88318.46 | 87876.8672
6326 | 2021-09-21 13:00 | 605.7 |  | 255.7333 | 22.531 | 1.45 | 0.2 | 51.3487 | 317.1137 | 37.8583 | 0 |  | 605.7 | 353.03 | 258.7158 | 0.14015 | 353.03 | 258.7158 | 0.12417 | 348.2754 | 246.0502 | 0 | 582.439 | 582.4008 | 67121.53 | 55.3558 | 67284.61 | 61134.883 | 59259.723 | 0 | 0 | 58859.734 | 709.3476 | 0 | 0 | 0 | 0 | 58859.734 | 709.3476 | 57376.242 | 57089.3594
6327 | 2021-09-21 14:00 | 140.5833 |  | 135.0667 | 22.0624 | 1.9192 | 0.2 | 41.2111 | 300.9918 | 48.076 | 0 |  | 140.5833 | 5.5837 | 134.3632 | 0.032529 | 5.5837 | 134.3632 | 0.028819 | 5.4442 | 127.7806 | 0 | 130.5603 | 130.56 | 15047.432 | 29.2655 | 14336.202 | 14146.263 | 13642.046 | 0 | 0 | 13623.297 | 755.5544 | 0 | 0 | 0 | 0 | 13623.297 | 755.5544 | 12799.414 | 12735.417
6328 | 2021-09-21 15:00 | 40.6 |  | 40.6 | 21.356 | 2.5967 | 0.2 | 29.4386 | 289.5344 | 59.938 | 0 |  | 40.6 | 0 | 40.3156 | 0.0093943 | 0 | 40.3156 | 0.0083229 | 0 | 38.3402 | 0 | 37.5734 | 37.5734 | 4330.4287 | 23.3661 | 3693.0166 | 3711.5222 | 3556.798 | 0 | 0 | 3555.4255 | 726.763 | 0 | 0 | 0 | 0 | 3555.4255 | 726.763 | 3034.9402 | 3019.765380859375
6329 | 2021-09-21 16:00 | 41.5167 |  | 41.5167 | 20.7487 | 2.6517 | 0.2 | 16.8789 | 280.5788 | 72.577 | 0 |  | 41.5167 | 0 | 41.2173 | 0.0096064 | 0 | 41.2173 | 0.0085108 | 0 | 39.1977 | 0 | 38.4137 | 38.4152 | 4427.5796 | 22.7987 | 3787.04 | 3812.7285 | 3668.2205 | 0 | 0 | 3666.7766 | 731.6671 | 0 | 0 | 0 | 0 | 3666.7766 | 731.6671 | 3133.7925 | 3118.1235
6330 | 2021-09-21 17:00 | 10.75 |  | 10.75 | 20.1588 | 2.4604 | 0.2 | 3.9643 | 272.796 | 85.563 | 0 |  | 10.75 | 0 | 10.7288 | 0.0024874 | 0 | 10.7288 | 0.0022037 | 0 | 10.2029 | 0 | 9.9988 | 9.9991 | 1152.3848 | 20.6971 | 701.2749 | 706.7619 | 686.7562 | 0 | 0 | 686.693 | 658.9714 | 0 | 0 | 0 | 0.55194 | 686.141 | 664.8912 | 567.3627 | 564.5259399414062
6331 | 2021-09-21 18:00 | 0 |  | 0 | 19.5647 | 3.2167 | 0.2
6332 | 2021-09-21 19:00 | 0 |  | 0 | 18.9699 | 4.0008 | 0.2
6333 | 2021-09-21 20:00 | 0 |  | 0 | 18.3751 | 3.325 | 0.2
6334 | 2021-09-21 21:00 | 0 |  | 0 | 17.7803 | 4.0596 | 0.2
6335 | 2021-09-21 22:00 | 0 |  | 0 | 17.1855 | 3.8258 | 0.2
6336 | 2021-09-21 23:00 | 0 |  | 0 | 16.5436 | 3.9396 | 0.2
6337 | 2021-09-22 | 0 |  | 0 | 15.6039 | 3.2921 | 0.2
6338 | 2021-09-22 01:00 | 0 |  | 0 | 14.6329 | 3.2917 | 0.2
6339 | 2021-09-22 02:00 | 0 |  | 0 | 13.9657 | 4.9158 | 0.2
6340 | 2021-09-22 03:00 | 0 |  | 0 | 13.3736 | 4.9342 | 0.2
6341 | 2021-09-22 04:00 | 0 |  | 0 | 12.961 | 3.3446 | 0.2
6342 | 2021-09-22 05:00 | 0.11667 |  | 0.11667 | 12.972 | 3.2904 | 0.2 | -4.2822 | 92.1612 | 90 | 0 |  | 0.11667 | 0 | 0.1284 | 2.6995805e-05 | 0 | 0.1284 | 0 | 0 | 0.12211 | 0 | 0.11967 | 0.11967 | 13.792 | 12.9782 | 0.12637 | 0.12486 | 0.12453 | 0 | 0 | 0.12452 | 13.1638 | 0 | 0 | 0 | 0.12452 | 0 | 650 | 0 | 0
6343 | 2021-09-22 06:00 | 90.6833 |  | 48.1333 | 13.9018 | 2.5879 | 0.2 | 8.7315 | 84.6727 | 81.6639 | 0 |  | 90.6833 | 40.6088 | 47.8845 | 0.020983 | 40.6088 | 47.8845 | 0.01859 | 28.6244 | 45.5351 | 0 | 72.6763 | 72.7758 | 8387.589 | 17.7966 | 7679.049 | 7846.421 | 7251.466 | 0 | 0 | 7246.3555 | 766.9078 | 0 | 0 | 0 | 0 | 7246.3555 | 766.9078 | 6434.6045 | 6402.4316
6344 | 2021-09-22 07:00 | 279.7 |  | 104.9167 | 15.4643 | 3.1492 | 0.2 | 21.5792 | 76.6232 | 68.7412 | 0 |  | 279.7 | 172.2322 | 105.1838 | 0.064719 | 172.2322 | 105.1838 | 0.057338 | 157.0822 | 100.0279 | 0 | 251.968 | 251.9412 | 29036.74 | 28.6076 | 28505.688 | 28190.57 | 26881.14 | 0 | 0 | 26812.256 | 770.0131 | 0 | 0 | 0 | 0 | 26812.256 | 770.0131 | 25941.416 | 25811.709
6345 | 2021-09-22 08:00 | 450.7333 |  | 188.3167 | 17.1465 | 2.5921 | 0.2 | 33.9564 | 67.002 | 56.2732 | 0 |  | 450.7333 | 260.7996 | 189.0841 | 0.10429 | 260.7996 | 189.0841 | 0.092399 | 250.3492 | 179.8187 | 0 | 421.5645 | 421.5786 | 48587.37 | 39.704 | 48415.59 | 46290.86 | 44621.82 | 0 | 0 | 44420.74 | 748.4189 | 0 | 0 | 0 | 0 | 44420.74 | 748.4189 | 43265.246 | 43048.918
6346 | 2021-09-22 09:00 | 605.0833 |  | 233.5333 | 18.7634 | 2.35 | 0.2 | 45.3269 | 54.2141 | 44.7755 | 0 |  | 605.0833 | 370.8822 | 234.944 | 0.14001 | 370.8822 | 234.944 | 0.12404 | 363.3024 | 223.434 | 0 | 575.0017 | 575.0112 | 66270.04 | 49.8714 | 66420.78 | 61482.176 | 59803.68 | 0 | 0 | 59417.38 | 723.0203 | 0 | 0 | 0 | 0 | 59417.38 | 723.0203 | 57921.688 | 57632.0781
6347 | 2021-09-22 10:00 | 709.2667 |  | 275.1 | 20.1863 | 2.5587 | 0.2 | 54.597 | 35.7207 | 35.2959 | 0 |  | 709.2667 | 434.6863 | 277.1474 | 0.16411 | 434.6863 | 277.1474 | 0.1454 | 429.7878 | 263.5726 | 0 | 679.4932 | 679.4981 | 78314.86 | 56.5995 | 78634.42 | 71171.15 | 69093.49 | 0 | 0 | 68553.016 | 705.0977 | 0 | 0 | 0 | 0 | 68553.016 | 705.0977 | 66770.14 | 66436.2891
6348 | 2021-09-22 11:00 | 745.4 |  | 312.1167 | 21.3184 | 2.9525 | 0.2 | 59.6985 | 9.4762 | 29.8501 | 0 |  | 745.4 | 434.8717 | 314.7355 | 0.17248 | 434.8717 | 314.7355 | 0.15281 | 431.5231 | 299.3225 | 0 | 716.2286 | 716.1946 | 82542.85 | 59.0166 | 82904.94 | 74416.34 | 72094.9 | 0 | 0 | 71495.086 | 698.1738 | 0 | 0 | 0 | 0 | 71495.086 | 698.1738 | 69600.695 | 69252.6953
6349 | 2021-09-22 12:00 | 775.6 |  | 278.8667 | 22.2098 | 2.0679 | 0.2 | 58.5069 | 340.1063 | 30.7378 | 0 |  | 775.6 | 499.7281 | 281.8046 | 0.17946 | 499.7281 | 281.8046 | 0.159 | 495.5875 | 268.0067 | 0 | 748.3223 | 748.3526 | 86248.67 | 63.2185 | 86638.336 | 76620.414 | 74591.266 | 0 | 0 | 73920.45 | 685.591 | 0 | 0 | 0 | 0 | 73920.45 | 685.591 | 71931.96 | 71572.3047
6350 | 2021-09-22 13:00 | 734.0167 |  | 201.6 | 22.7897 | 2.0571 | 0.2 | 51.6095 | 316.6291 | 37.5989 | 0 |  | 734.0167 | 537.014 | 204.828 | 0.16984 | 537.014 | 204.828 | 0.15047 | 529.9007 | 194.8018 | 0 | 710.2084 | 710.1522 | 81849.5 | 61.7242 | 82200.414 | 73058.53 | 70063.164 | 0 | 0 | 69480.85 | 691.5292 | 0 | 0 | 0 | 0 | 69480.85 | 691.5292 | 67663.125 | 67324.8047
6351 | 2021-09-22 14:00 | 606.0333 |  | 156.3 | 22.9683 | 3.1167 | 0.2 | 41.4045 | 300.5274 | 47.8862 | 0 |  | 606.0333 | 455.1293 | 159.2491 | 0.14023 | 455.1293 | 159.2491 | 0.12424 | 443.8857 | 151.4555 | 0 | 583.4343 | 583.3222 | 67229.65 | 53.444 | 67392.625 | 61614.707 | 59240.47 | 0 | 0 | 58848.56 | 713.4231 | 0 | 0 | 0 | 0 | 58848.56 | 713.4231 | 57365.312 | 57078.4844
6352 | 2021-09-22 15:00 | 429.45 |  | 109.0333 | 22.6658 | 3.7854 | 0.2 | 29.5896 | 289.1101 | 59.7913 | 0 |  | 429.45 | 325.9733 | 111.4297 | 0.099369 | 325.9733 | 111.4297 | 0.088036 | 309.8269 | 105.9775 | 0 | 407.4884 | 407.396 | 46954.098 | 43.3124 | 46750.996 | 44160.867 | 41827.977 | 0 | 0 | 41645 | 744.4414 | 0 | 0 | 0 | 0 | 41645 | 744.4414 | 40555.24 | 40352.4648
6353 | 2021-09-22 16:00 | 234.2333 |  | 63.95 | 21.8302 | 3.6896 | 0.2 | 17.0062 | 280.1836 | 72.4541 | 0 |  | 234.2333 | 175.2952 | 65.6309 | 0.054198 | 175.2952 | 65.6309 | 0.048017 | 154.9493 | 62.421 | 0 | 213.0229 | 213.0213 | 24551.576 | 32.6732 | 23952.998 | 23374.742 | 21936.555 | 0 | 0 | 21886.986 | 759.8924 | 0 | 0 | 0 | 0 | 21886.986 | 759.8924 | 20985.855 | 20880.9277
6354 | 2021-09-22 17:00 | 18.1333 |  | 18.0667 | 20.6142 | 3.6562 | 0.2 | 4.0818 | 272.4138 | 85.4501 | 0 |  | 18.1333 | 0.06072 | 17.9596 | 0.0041958 | 0.06072 | 17.9596 | 0.0037173 | 0.030192 | 17.0796 | 0 | 16.7676 | 16.7677 | 1932.5219 | 21.469 | 1412.2537 | 1425.583 | 1382.6987 | 0 | 0 | 1382.4713 | 695.5984 | 0 | 0 | 0 | 0 | 1382.4713 | 695.5984 | 1152.1151 | 1146.3545
6355 | 2021-09-22 18:00 | 0 |  | 0 | 19.656 | 4.8587 | 0.2
6356 | 2021-09-22 19:00 | 0 |  | 0 | 18.7529 | 4.2833 | 0.2
6357 | 2021-09-22 20:00 | 0 |  | 0 | 17.8498 | 3.2092 | 0.2
6358 | 2021-09-22 21:00 | 0 |  | 0 | 16.9467 | 2.2904 | 0.2
6359 | 2021-09-22 22:00 | 0 |  | 0 | 16.0536 | 2.5088 | 0.2
6360 | 2021-09-22 23:00 | 0 |  | 0 | 15.2509 | 2.9354 | 0.2
6361 | 2021-09-23 | 0 |  | 0 | 14.6296 | 2.9638 | 0.2
6362 | 2021-09-23 01:00 | 0 |  | 0 | 14.0472 | 2.8233 | 0.2
6363 | 2021-09-23 02:00 | 0 |  | 0 | 13.6804 | 3.4183 | 0.2
6364 | 2021-09-23 03:00 | 0 |  | 0 | 13.3633 | 3.9179 | 0.2
6365 | 2021-09-23 04:00 | 0 |  | 0 | 13.1439 | 2.36 | 0.2
6366 | 2021-09-23 05:00 | 0.21667 |  | 0.21667 | 13.1934 | 1.9017 | 0.2 | -4.012 | 92.4556 | 90 | 0 |  | 0.21667 | 0 | 0.23803 | 5.0134408e-05 | 0 | 0.23803 | 0 | 0 | 0.22637 | 0 | 0.22184 | 0.22184 | 25.5679 | 13.2056 | 0.43428 | 0.42917 | 0.4279 | 0 | 0 | 0.42788 | 24.3783 | 0 | 0 | 0 | 0.42788 | 0 | 650 | 0 | 0
6367 | 2021-09-23 06:00 | 73.0167 |  | 54.3167 | 13.9904 | 1.8467 | 0.2 | 9.0033 | 84.9683 | 81.396 | 0 |  | 73.0167 | 17.8642 | 53.9719 | 0.016895 | 17.8642 | 53.9719 | 0.014968 | 12.7826 | 51.3248 | 0 | 62.8253 | 62.8248 | 7240.6113 | 17.468 | 6540.9917 | 6692.6445 | 6314.9 | 0 | 0 | 6310.984 | 762.9178 | 0 | 0 | 0 | 0 | 6310.984 | 762.9178 | 5549.0454 | 5521.3003
6368 | 2021-09-23 07:00 | 214.1833 |  | 142.6667 | 15.3401 | 2.7642 | 0.2 | 21.8617 | 76.9265 | 68.463 | 0 |  | 214.1833 | 70.4729 | 142.1694 | 0.049559 | 70.4729 | 142.1694 | 0.043907 | 64.3936 | 135.2019 | 0 | 195.6036 | 195.5915 | 22542.268 | 25.724 | 21911.691 | 21860.451 | 20811.3 | 0 | 0 | 20770.295 | 775.8776 | 0 | 0 | -3.3389 | 0 | 20773.635 | 773.9321 | 19864.314 | 19764.9922
6369 | 2021-09-23 08:00 | 414.3 |  | 220.6333 | 16.9374 | 4.1296 | 0.2 | 34.2604 | 67.3142 | 55.9742 | 0 |  | 414.3 | 192.4604 | 220.7467 | 0.095863 | 192.4604 | 220.7467 | 0.084931 | 184.8825 | 209.93 | 0 | 386.9163 | 386.9289 | 44594.438 | 36.242 | 44345.977 | 42856.613 | 41117.348 | 0 | 0 | 40951.57 | 760.872 | 0 | 0 | 0 | 0 | 40951.57 | 760.872 | 39878.363 | 39678.9727
6370 | 2021-09-23 09:00 | 559.6667 |  | 273.9 | 18.5514 | 4.6338 | 0.2 | 45.6649 | 54.5168 | 44.4433 | 0 |  | 559.6667 | 285.2307 | 275.2179 | 0.1295 | 285.2307 | 275.2179 | 0.11473 | 279.516 | 261.7347 | 0 | 530.4257 | 530.4429 | 61135.195 | 44.4161 | 61198.094 | 57660.586 | 55935.31 | 0 | 0 | 55604.562 | 734.6568 | 0 | 0 | 0 | 0 | 55604.562 | 734.6568 | 54192.977 | 53922.0117
6371 | 2021-09-23 10:00 | 629.9833 |  | 260.7 | 19.941 | 5.1225 | 0.2 | 54.9769 | 35.9323 | 34.9216 | 0 |  | 629.9833 | 369.6947 | 262.7442 | 0.14577 | 369.6947 | 262.7442 | 0.12915 | 365.6325 | 249.8749 | 0 | 603.1972 | 603.1813 | 69518.42 | 48.7056 | 69719.89 | 64786.15 | 62594.59 | 0 | 0 | 62174.13 | 728.0347 | 0 | 0 | 0 | 0 | 62174.13 | 728.0347 | 60618.645 | 60315.5508
6372 | 2021-09-23 11:00 | 756.6167 |  | 309.8 | 21.2808 | 5.1275 | 0.2 | 60.0963 | 9.4133 | 29.4538 | 0 |  | 756.6167 | 448.4149 | 312.4184 | 0.17507 | 448.4149 | 312.4184 | 0.1551 | 445.0637 | 297.1188 | 0 | 727.3389 | 727.3149 | 83825.39 | 55.9571 | 84198.8 | 76377.555 | 74207.4 | 0 | 0 | 73581.6 | 703.7341 | 0 | 0 | 0 | 0 | 73581.6 | 703.7341 | 71606.38 | 71248.3516
6373 | 2021-09-23 12:00 | 846.2 |  | 224.8 | 22.4343 | 4.8104 | 0.2 | 58.8523 | 339.7218 | 30.3905 | 0 |  | 846.2 | 625.0847 | 227.9449 | 0.1958 | 625.0847 | 227.9449 | 0.17347 | 620.0353 | 216.7852 | 0 | 820.0841 | 819.9582 | 94502.164 | 62.0957 | 94926.83 | 84291.43 | 81392.11 | 0 | 0 | 80606.766 | 689.1889 | 0 | 0 | 0 | 0 | 80606.766 | 689.1889 | 78348.734 | 77956.9922
6374 | 2021-09-23 13:00 | 585.45 |  | 273.3667 | 22.8484 | 5.6183 | 0.2 | 51.8687 | 316.1392 | 37.3411 | 0 |  | 585.45 | 314.7414 | 276.3949 | 0.13546 | 314.7414 | 276.3949 | 0.12002 | 310.6409 | 262.8636 | 0 | 562.0344 | 562.0611 | 64779.938 | 49.054 | 64904.215 | 60227.125 | 57628.69 | 0 | 0 | 57273.31 | 731.3247 | 0 | 0 | 0 | 0 | 57273.31 | 731.3247 | 55824.715 | 55545.5898
6375 | 2021-09-23 14:00 | 484.9167 |  | 263.1333 | 22.8518 | 6.1354 | 0.2 | 41.5965 | 300.0603 | 47.6978 | 0 |  | 484.9167 | 224.4104 | 265.0134 | 0.1122 | 224.4104 | 265.0134 | 0.099407 | 218.9274 | 252.0384 | 0 | 461.5465 | 461.4715 | 53185.41 | 43.8672 | 53101.344 | 50102.8 | 48381.41 | 0 | 0 | 48134.516 | 733.7835 | 0 | 0 | 0 | 0 | 48134.516 | 733.7835 | 46892.43 | 46657.9688
6376 | 2021-09-23 15:00 | 302.1333 |  | 207.8833 | 22.3325 | 6.2 | 0.2 | 29.7398 | 288.6847 | 59.6454 | 0 |  | 302.1333 | 95.8628 | 208.6892 | 0.069909 | 95.8628 | 208.6892 | 0.061937 | 91.1561 | 198.4711 | 0 | 283.8347 | 283.7382 | 32702.174 | 35.216 | 32233.436 | 31238.186 | 29929.35 | 0 | 0 | 29839.396 | 754.3397 | 0 | 0 | 0 | 0 | 29839.396 | 754.3397 | 28941.055 | 28796.3477
6377 | 2021-09-23 16:00 | 167.8 |  | 107.8 | 21.4499 | 6.0792 | 0.2 | 17.1334 | 279.7879 | 72.3314 | 0 |  | 167.8 | 61.7373 | 108.819 | 0.038827 | 61.7373 | 108.819 | 0.034399 | 54.6408 | 103.4929 | 0 | 154.971 | 154.9378 | 17856.672 | 28.5238 | 17170.623 | 16980.76 | 16208.854 | 0 | 0 | 16182.285 | 758.0623 | 0 | 0 | 0 | 0 | 16182.285 | 758.0623 | 15300.381 | 15223.8789
6378 | 2021-09-23 17:00 | 10.5667 |  | 10.5667 | 20.362 | 5.0875 | 0.2 | 4.1996 | 272.0316 | 85.3368 | 0 |  | 10.5667 | 0 | 10.5272 | 0.002445 | 0 | 10.5272 | 0.0021661 | 0 | 10.0111 | 0 | 9.8109 | 9.8122 | 1130.8551 | 20.8307 | 682.1603 | 687.1837 | 667.9708 | 0 | 0 | 667.9117 | 655.0717 | 0 | 0 | 0 | 0.49534 | 667.4164 | 660.4914 | 551.7631 | 549.0043334960938
6379 | 2021-09-23 18:00 | 0 |  | 0 | 19.7124 | 3.5187 | 0.2
6380 | 2021-09-23 19:00 | 0 |  | 0 | 19.1455 | 3.7079 | 0.2
6381 | 2021-09-23 20:00 | 0 |  | 0 | 18.5785 | 4.1742 | 0.2
6382 | 2021-09-23 21:00 | 0 |  | 0 | 18.0115 | 3.9275 | 0.2
6383 | 2021-09-23 22:00 | 0 |  | 0 | 17.4445 | 3.7258 | 0.2
6384 | 2021-09-23 23:00 | 0 |  | 0 | 16.8994 | 3.8087 | 0.2
6385 | 2021-09-24 | 0 |  | 0 | 16.4846 | 4.52 | 0.2
6386 | 2021-09-24 01:00 | 0 |  | 0 | 16.0843 | 4.8975 | 0.2
6387 | 2021-09-24 02:00 | 0 |  | 0 | 15.8233 | 5.0283 | 0.2
6388 | 2021-09-24 03:00 | 0 |  | 0 | 15.5951 | 4.2663 | 0.2
6389 | 2021-09-24 04:00 | 0 |  | 0 | 15.4314 | 4.2258 | 0.2
6390 | 2021-09-24 05:00 | 0.25 |  | 0.25 | 15.5405 | 3.9758 | 0.2 | -3.7421 | 92.7502 | 90 | 0 |  | 0.25 | 0 | 0.27444 | 5.78465e-05 | 0 | 0.27444 | 0 | 0 | 0.26099 | 0 | 0.25577 | 0.25578 | 29.4786 | 15.5533 | 0.57685 | 0.57142 | 0.57005 | 0 | 0 | 0.57003 | 28.1339 | 0 | 0 | 0 | 0.57003 | 0 | 650 | 0 | 0
6391 | 2021-09-24 06:00 | 123.25 |  | 49.05 | 16.7007 | 3.9896 | 0.2 | 9.2745 | 85.2648 | 81.1288 | 0 |  | 123.25 | 70.9482 | 49.0021 | 0.028518 | 70.9482 | 49.0021 | 0.025266 | 51.4757 | 46.598 | 0 | 96.1122 | 96.1882 | 11085.785 | 21.5304 | 10368.003 | 10470.008 | 9591.411 | 0 | 0 | 9582.383 | 763.4202 | 0 | 0 | 0 | 0 | 9582.383 | 763.4202 | 8717.392 | 8673.8047
6392 | 2021-09-24 07:00 | 268.1167 |  | 120.0167 | 18.2882 | 3.575 | 0.2 | 22.1434 | 77.2314 | 68.1858 | 0 |  | 268.1167 | 145.9387 | 120.2451 | 0.062038 | 145.9387 | 120.2451 | 0.054963 | 133.5898 | 114.3509 | 0 | 242.982 | 242.9114 | 27995.969 | 30.7173 | 27447.738 | 26969.883 | 25587.7 | 0 | 0 | 25522.152 | 752.4948 | 0 | 0 | 0 | 0 | 25522.152 | 752.4948 | 24667.4 | 24544.0625
6393 | 2021-09-24 08:00 | 601.95 |  | 74.6167 | 20.7037 | 3.9613 | 0.2 | 34.5632 | 67.6292 | 55.6763 | 0 |  | 601.95 | 524.0142 | 75.6686 | 0.13928 | 524.0142 | 75.6686 | 0.1234 | 503.7387 | 71.9611 | 0 | 564.1857 | 564.2245 | 65026.48 | 49.0704 | 65155.934 | 60464.95 | 58482.938 | 0 | 0 | 58117.4 | 725.6355 | 0 | 0 | 0 | 0 | 58117.4 | 725.6355 | 56650.2 | 56366.9453
6394 | 2021-09-24 09:00 | 825.9833 |  | 120.25 | 23.0774 | 3.7275 | 0.2 | 46.0017 | 54.8239 | 44.1122 | 0 |  | 825.9833 | 704.3549 | 121.4773 | 0.19112 | 704.3549 | 121.4773 | 0.16932 | 690.5198 | 115.5263 | 0 | 789.9252 | 789.9409 | 91045.6 | 63.2167 | 91462.65 | 80899.27 | 77940.234 | 0 | 0 | 77224.9 | 689.0213 | 0 | 0 | 0 | 0 | 77224.9 | 689.0213 | 75105.055 | 74729.5312
6395 | 2021-09-24 10:00 | 724.95 |  | 280.8833 | 24.408 | 3.405 | 0.2 | 55.3563 | 36.1489 | 34.548 | 0 |  | 724.95 | 444.5247 | 282.9282 | 0.16774 | 444.5247 | 282.9282 | 0.14861 | 439.7626 | 269.0702 | 0 | 694.6562 | 694.6379 | 80059.516 | 60.2265 | 80398.055 | 71865.266 | 69413.21 | 0 | 0 | 68853.59 | 697.4143 | 0 | 0 | 0 | 0 | 68853.59 | 697.4143 | 67059.45 | 66724.1562
6396 | 2021-09-24 11:00 | 479.9833 |  | 381.85 | 24.6127 | 2.8467 | 0.2 | 60.4942 | 9.3501 | 29.0575 | 0 |  | 479.9833 | 98.4757 | 382.5921 | 0.11106 | 98.4757 | 382.5921 | 0.098396 | 97.7616 | 363.8527 | 0 | 452.382 | 452.391 | 52137.492 | 48.5401 | 52033.7 | 48356.406 | 46984.676 | 0 | 0 | 46742.75 | 723.3815 | 0 | 0 | 0 | 0 | 46742.75 | 723.3815 | 45532.934 | 45305.2695
6397 | 2021-09-24 12:00 | 384.2667 |  | 355.3 | 24.4197 | 4.14 | 0.2 | 59.1968 | 339.3306 | 30.0441 | 0 |  | 384.2667 | 29.1356 | 359.0662 | 0.088914 | 29.1356 | 359.0662 | 0.078774 | 28.9061 | 341.4788 | 0 | 362.9772 | 362.9793 | 41833.746 | 42.5208 | 41532.617 | 39344.875 | 37894.004 | 0 | 0 | 37745.164 | 740.723 | 0 | 0 | 0 | 0 | 37745.164 | 740.723 | 36749.21 | 36565.4648
6398 | 2021-09-24 13:00 | 503.6833 |  | 348.7833 | 24.6181 | 4.9192 | 0.2 | 52.1264 | 315.6443 | 37.085 | 0 |  | 503.6833 | 156.2012 | 349.9066 | 0.11655 | 156.2012 | 349.9066 | 0.10325 | 154.1996 | 332.7715 | 0 | 477.2316 | 477.1288 | 54989.562 | 47.583 | 54939.836 | 51223.96 | 49600.99 | 0 | 0 | 49337.797 | 727.9114 | 0 | 0 | 0 | 0 | 49337.797 | 727.9114 | 48067.99 | 47827.6484
6399 | 2021-09-24 14:00 | 390.4833 |  | 296.8833 | 24.3872 | 5.6571 | 0.2 | 41.7871 | 299.5908 | 47.5109 | 0 |  | 390.4833 | 94.6945 | 297.9323 | 0.090352 | 94.6945 | 297.9323 | 0.080048 | 92.4061 | 283.3435 | 0 | 368.2346 | 368.1262 | 42427.676 | 41.5206 | 42137.88 | 40046.117 | 38654.57 | 0 | 0 | 38500.12 | 742.7977 | 0 | 0 | 0 | 0 | 38500.12 | 742.7977 | 37485.87 | 37298.4414
6400 | 2021-09-24 15:00 | 223.6833 |  | 203.2333 | 23.6259 | 6.2683 | 0.2 | 29.8892 | 288.2582 | 59.5003 | 0 |  | 223.6833 | 20.7952 | 205.1629 | 0.051757 | 20.7952 | 205.1629 | 0.045855 | 19.7831 | 195.1139 | 0 | 210.599 | 210.6012 | 24271.967 | 33.1589 | 23665.79 | 23076.793 | 22159.402 | 0 | 0 | 22110.672 | 757.4015 | 0 | 0 | 0 | 0 | 22110.672 | 757.4015 | 21211.885 | 21105.8262
6401 | 2021-09-24 16:00 | 198.0833 |  | 90.15 | 22.9172 | 7.1579 | 0.2 | 17.2603 | 279.3919 | 72.2089 | 0 |  | 198.0833 | 111.0077 | 91.6551 | 0.045834 | 111.0077 | 91.6551 | 0.040607 | 98.3699 | 87.1706 | 0 | 181.8297 | 181.8304 | 20956.895 | 30.8214 | 20307.479 | 19937.158 | 18965.678 | 0 | 0 | 18928.959 | 757.7703 | 0 | 0 | 0 | 0 | 18928.959 | 757.7703 | 18018.816 | 17928.7227
6402 | 2021-09-24 17:00 | 11.2167 |  | 11.2167 | 21.8981 | 7.3846 | 0.2 | 4.3178 | 271.6494 | 85.2232 | 0 |  | 11.2167 | 0 | 11.1621 | 0.0025954 | 0 | 11.1621 | 0.0022994 | 0 | 10.6149 | 0 | 10.4026 | 10.4028 | 1198.9352 | 22.3456 | 742.7426 | 746.557 | 727.1624 | 0 | 0 | 727.0922 | 656.1134 | 0 | 0 | 0 | 0.44114 | 726.6511 | 662.1395 | 601.1342 | 598.1284790039062
6403 | 2021-09-24 18:00 | 0 |  | 0 | 21.1828 | 8.115 | 0.2
6404 | 2021-09-24 19:00 | 0 |  | 0 | 20.5285 | 9.1904 | 0.2
6405 | 2021-09-24 20:00 | 0 |  | 0 | 19.8602 | 7.5375 | 0.2
6406 | 2021-09-24 21:00 | 0 |  | 0 | 19.2264 | 6.6567 | 0.2
6407 | 2021-09-24 22:00 | 0 |  | 0 | 18.579 | 5.6117 | 0.2
6408 | 2021-09-24 23:00 | 0 |  | 0 | 17.9572 | 4.1808 | 0.2
6409 | 2021-09-25 | 0 |  | 0 | 17.5215 | 4.2 | 0.2
6410 | 2021-09-25 01:00 | 0 |  | 0 | 17.1789 | 3.8912 | 0.2
6411 | 2021-09-25 02:00 | 0 |  | 0 | 16.9967 | 3.4767 | 0.2
6412 | 2021-09-25 03:00 | 0 |  | 0 | 16.8454 | 3.3421 | 0.2
6413 | 2021-09-25 04:00 | 0 |  | 0 | 16.732 | 2.455 | 0.2
6414 | 2021-09-25 05:00 | 0.3 |  | 0.3 | 16.8327 | 2.3242 | 0.2 | -3.4726 | 93.045 | 90 | 0 |  | 0.3 | 0 | 0.329 | 6.94158e-05 | 0 | 0.329 | 0 | 0 | 0.31288 | 0 | 0.30662 | 0.30662 | 35.3388 | 16.8493 | 0.82917 | 0.82244 | 0.82012 | 0 | 0 | 0.82009 | 33.7835 | 0 | 0 | 0 | 0.82009 | 0 | 650 | 0 | 0
6415 | 2021-09-25 06:00 | 118.1833 |  | 56.1667 | 17.6892 | 2.4017 | 0.2 | 9.545 | 85.5621 | 80.8623 | 0 |  | 118.1833 | 59.3496 | 55.8916 | 0.027346 | 59.3496 | 55.8916 | 0.024227 | 43.6173 | 53.1496 | 0 | 94.8315 | 94.8973 | 10937.053 | 22.811 | 10217.51 | 10280.684 | 9560.879 | 0 | 0 | 9551.855 | 760.3663 | 0 | 0 | 0 | 0 | 9551.855 | 760.3663 | 8686.905 | 8643.4707
6416 | 2021-09-25 07:00 | 30.3833 |  | 30.3833 | 17.9365 | 1.9292 | 0.2 | 22.424 | 77.538 | 67.9096 | 0 |  | 30.3833 | 0 | 30.2056 | 0.0070303 | 0 | 30.2056 | 0.0062285 | 0 | 28.7259 | 0 | 28.1513 | 28.1513 | 3244.5447 | 19.4889 | 2649.0637 | 2692.7712 | 2596.4922 | 0 | 0 | 2595.7524 | 724.3058 | 0 | 0 | 0 | 0 | 2595.7524 | 724.3058 | 2192.5586 | 2181.5957
6417 | 2021-09-25 08:00 | 317.1333 |  | 241.2667 | 19.0569 | 1.5517 | 0.2 | 34.8648 | 67.947 | 55.3798 | 0 |  | 317.1333 | 75.3842 | 240.8119 | 0.07338 | 75.3842 | 240.8119 | 0.065012 | 72.5176 | 229.0121 | 0 | 295.4991 | 295.506 | 34058 | 35.6351 | 33613.03 | 32536.027 | 31579.639 | 0 | 0 | 31479.535 | 753.0797 | 0 | 0 | 0 | 0 | 31479.535 | 753.0797 | 30569.635 | 30416.7871
6418 | 2021-09-25 09:00 | 584.7833 |  | 274.4833 | 20.7387 | 1.5967 | 0.2 | 46.3373 | 55.1355 | 43.7824 | 0 |  | 584.7833 | 309.67 | 275.8058 | 0.13531 | 309.67 | 275.8058 | 0.11988 | 303.7067 | 262.2937 | 0 | 554.6804 | 554.6877 | 63928.855 | 51.7936 | 64040.254 | 58897.03 | 56973.484 | 0 | 0 | 56618.707 | 719.0763 | 0 | 0 | 0 | 0 | 56618.707 | 719.0763 | 55184.59 | 54908.668
6419 | 2021-09-25 10:00 | 881.1333 |  | 124.1333 | 22.5554 | 2.0758 | 0.2 | 55.735 | 36.3708 | 34.1751 | 0 |  | 881.1333 | 757.7188 | 125.367 | 0.20388 | 757.7188 | 125.367 | 0.18063 | 749.8061 | 119.2264 | 0 | 851.6519 | 851.63 | 98151.59 | 69.2067 | 98578.484 | 85332.8 | 82511.41 | 0 | 0 | 81668.11 | 672.862 | 0 | 0 | 0 | 0 | 81668.11 | 672.862 | 79365.914 | 78969.0859
6420 | 2021-09-25 11:00 | 609.4667 |  | 342.4333 | 23.2384 | 1.3929 | 0.2 | 60.892 | 9.2866 | 28.6613 | 0 |  | 609.4667 | 267.9416 | 344.0713 | 0.14102 | 267.9416 | 344.0713 | 0.12494 | 266.0569 | 327.2199 | 0 | 581.4113 | 581.3706 | 67004.414 | 56.0903 | 67166.555 | 60884.277 | 58765.33 | 0 | 0 | 58379.387 | 709.6431 | 0 | 0 | 0 | 0 | 58379.387 | 709.6431 | 56906.434 | 56621.9023
6421 | 2021-09-25 12:00 | 230.0333 |  | 226.8333 | 22.8894 | 1.0629 | 0.2 | 59.5404 | 338.9326 | 29.6987 | 0 |  | 230.0333 | 3.2183 | 225.8306 | 0.053226 | 3.2183 | 225.8306 | 0.047156 | 3.1936 | 214.7671 | 0 | 213.6016 | 213.6021 | 24618.44 | 35.1422 | 24017.365 | 23273.592 | 22325.152 | 0 | 0 | 22274.637 | 751.5103 | 0 | 0 | 0 | 0 | 22274.637 | 751.5103 | 21377.717 | 21270.8281
6422 | 2021-09-25 13:00 | 210.6333 |  | 208.4 | 22.3511 | 1.15 | 0.2 | 52.3824 | 315.1443 | 36.8306 | 0 |  | 210.6333 | 2.2518 | 207.4645 | 0.048738 | 2.2518 | 207.4645 | 0.043179 | 2.2234 | 197.301 | 0 | 195.5339 | 195.5315 | 22534.334 | 33.5229 | 21903.414 | 21332.154 | 20628.512 | 0 | 0 | 20585.559 | 752.6107 | 0 | 0 | 0 | 0 | 20585.559 | 752.6107 | 19675.428 | 19577.0508
6423 | 2021-09-25 14:00 | 105.7 |  | 105.7 | 21.5448 | 0.9775 | 0.2 | 41.9764 | 299.1191 | 47.3255 | 0 |  | 105.7 | 0 | 105.1062 | 0.024458 | 0 | 105.1062 | 0.021668 | 0 | 99.9567 | 0 | 97.9576 | 97.9576 | 11289.869 | 27.1857 | 10564.753 | 10492.715 | 10024.426 | 0 | 0 | 10014.312 | 753.5037 | 0 | 0 | 0 | 0 | 10014.312 | 753.5037 | 9150.61 | 9104.8574
6424 | 2021-09-25 15:00 | 162.5667 |  | 159.15 | 20.6986 | 0.65167 | 0.2 | 30.0378 | 287.8308 | 59.3561 | 0 |  | 162.5667 | 3.4736 | 158.4599 | 0.037616 | 3.4736 | 158.4599 | 0.033326 | 3.306 | 150.6975 | 0 | 150.9235 | 150.9213 | 17394.248 | 29.5193 | 16702.428 | 16469.318 | 15855.082 | 0 | 0 | 15830.007 | 757.0671 | 0 | 0 | 0 | 0 | 15830.007 | 757.0671 | 14954.273 | 14879.502
6425 | 2021-09-25 16:00 | 19.8667 |  | 19.8667 | 20.8478 | 0.62417 | 0.2 | 17.3871 | 278.9957 | 72.0867 | 0 |  | 19.8667 | 0 | 19.7008 | 0.0045969 | 0 | 19.7008 | 0.0040726 | 0 | 18.7354 | 0 | 18.3606 | 18.3616 | 2116.2136 | 21.9223 | 1583.1141 | 1596.5325 | 1543.3118 | 0 | 0 | 1543.0298 | 695.8001 | 0 | 0 | 0 | 0 | 1543.0298 | 695.8001 | 1288.2273 | 1281.7861
6426 | 2021-09-25 17:00 | 11.8667 |  | 11.8667 | 20.482 | 0.85875 | 0.2 | 4.4365 | 271.2673 | 85.1092 | 0 |  | 11.8667 | 0 | 11.7967 | 0.0027458 | 0 | 11.7967 | 0.0024326 | 0 | 11.2184 | 0 | 10.994 | 10.9958 | 1267.2986 | 21.1186 | 804.0179 | 810.4019 | 783.8306 | 0 | 0 | 783.7512 | 664.3511 | 0 | 0 | 0 | 0.038052 | 783.7131 | 665.0731 | 648.7561 | 645.5123291015625
6427 | 2021-09-25 18:00 | 0 |  | 0 | 19.9158 | 1.3733 | 0.2
6428 | 2021-09-25 19:00 | 0 |  | 0 | 19.336 | 1.2992 | 0.2
6429 | 2021-09-25 20:00 | 0 |  | 0 | 18.7561 | 1.7925 | 0.2
6430 | 2021-09-25 21:00 | 0 |  | 0 | 18.1762 | 2.8804 | 0.2
6431 | 2021-09-25 22:00 | 0 |  | 0 | 17.5963 | 3.4933 | 0.2
6432 | 2021-09-25 23:00 | 0 |  | 0 | 16.9329 | 4.2517 | 0.2
6433 | 2021-09-26 | 0 |  | 0 | 15.7412 | 3.2912 | 0.2
6434 | 2021-09-26 01:00 | 0 |  | 0 | 14.4655 | 3.7183 | 0.2
6435 | 2021-09-26 02:00 | 0 |  | 0 | 13.5956 | 4.52 | 0.2
6436 | 2021-09-26 03:00 | 0 |  | 0 | 12.8257 | 4.7646 | 0.2
6437 | 2021-09-26 04:00 | 0 |  | 0 | 12.2881 | 4.3362 | 0.2
6438 | 2021-09-26 05:00 | 0.36667 |  | 0.36667 | 12.2804 | 4.7558 | 0.2 | -3.2036 | 93.34 | 90 | 0 |  | 0.36667 | 0 | 0.4016 | 8.484231e-05 | 0 | 0.4016 | 0 | 0 | 0.38193 | 0 | 0.37429 | 0.37429 | 43.1375 | 12.2985 | 1.2347 | 1.2191 | 1.2161 | 0 | 0 | 1.2161 | 41.0329 | 0 | 0 | 0 | 1.2161 | 0 | 650 | 0 | 0
6439 | 2021-09-26 06:00 | 107.55 |  | 51.3333 | 13.3103 | 2.9987 | 0.2 | 9.8145 | 85.8603 | 80.5967 | 0 |  | 107.55 | 53.8424 | 51.108 | 0.024886 | 53.8424 | 51.108 | 0.022048 | 40.0448 | 48.6006 | 0 | 86.8725 | 86.7944 | 10003.039 | 17.8693 | 9284.645 | 9483.993 | 8680.482 | 0 | 0 | 8673.363 | 774.7957 | 0 | 0 | 0 | 0 | 8673.363 | 774.7957 | 7817.0103 | 7777.9253
6440 | 2021-09-26 07:00 | 307.3 |  | 96.4 | 15.0028 | 2.5863 | 0.2 | 22.7033 | 77.8462 | 67.6346 | 0 |  | 307.3 | 207.8223 | 97.0209 | 0.071105 | 207.8223 | 97.0209 | 0.062996 | 190.8919 | 92.2648 | 0 | 277.4936 | 277.4622 | 31977.273 | 29.8529 | 31496.162 | 31030.006 | 29598.34 | 0 | 0 | 29514.088 | 770.2831 | 0 | 0 | 0 | 0 | 29514.088 | 770.2831 | 28618.012 | 28474.9219
6441 | 2021-09-26 08:00 | 503.6667 |  | 140.6333 | 16.7138 | 3.0442 | 0.2 | 35.1649 | 68.2677 | 55.0847 | 0 |  | 503.6667 | 360.7015 | 141.8696 | 0.11654 | 360.7015 | 141.8696 | 0.10325 | 347.2195 | 134.9176 | 0 | 472.4943 | 472.5166 | 54459.348 | 41.4821 | 54399.53 | 51724.086 | 49035.31 | 0 | 0 | 48780.484 | 732.3525 | 0 | 0 | 0 | 0 | 48780.484 | 732.3525 | 47523.496 | 47285.8789
6442 | 2021-09-26 09:00 | 660.6667 |  | 201.75 | 18.362 | 3.8079 | 0.2 | 46.6715 | 55.4517 | 43.454 | 0 |  | 660.6667 | 457.95 | 203.5511 | 0.15287 | 457.95 | 203.5511 | 0.13544 | 449.3039 | 193.5791 | 0 | 630.0253 | 630.0077 | 72609.13 | 50.2577 | 72856.086 | 67358.8 | 64844.23 | 0 | 0 | 64394.973 | 726.3802 | 0 | 0 | 0 | 0 | 64394.973 | 726.3802 | 62764.793 | 62450.9688
6443 | 2021-09-26 10:00 | 769.5 |  | 248.2333 | 19.831 | 4.2675 | 0.2 | 56.113 | 36.5981 | 33.8032 | 0 |  | 769.5 | 521.7194 | 250.5322 | 0.17805 | 521.7194 | 250.5322 | 0.15775 | 516.4089 | 238.2612 | 0 | 739.5768 | 739.5801 | 85239.5 | 56.4993 | 85623.32 | 77524.63 | 74167.3 | 0 | 0 | 73551.516 | 711.7387 | 0 | 0 | 0 | 0 | 73551.516 | 711.7387 | 71577.47 | 71219.5781
6444 | 2021-09-26 11:00 | 838.9833 |  | 242.2667 | 21.0252 | 5.4692 | 0.2 | 61.2896 | 9.223 | 28.2653 | 0 |  | 838.9833 | 598.6941 | 245.0752 | 0.19413 | 598.6941 | 245.0752 | 0.17199 | 594.6107 | 233.0742 | 0 | 811.1312 | 811.0358 | 93474.734 | 59.0967 | 93899.87 | 84267.52 | 81288.89 | 0 | 0 | 80531.055 | 699.7692 | 0 | 0 | 0 | 0 | 80531.055 | 699.7692 | 78276.16 | 77884.7734
6445 | 2021-09-26 12:00 | 797.2833 |  | 275.2667 | 21.8401 | 5.55 | 0.2 | 59.883 | 338.5278 | 29.3542 | 0 |  | 797.2833 | 524.9586 | 278.3701 | 0.18448 | 524.9586 | 278.3701 | 0.16344 | 521.0322 | 264.7407 | 0 | 770.0575 | 769.9106 | 88735.766 | 57.8484 | 89141.88 | 80337.35 | 77860.77 | 0 | 0 | 77154.805 | 699.6957 | 0 | 0 | 0 | 0 | 77154.805 | 699.6957 | 75037.79 | 74662.6016
6446 | 2021-09-26 13:00 | 742.1667 |  | 220.55 | 22.295 | 5.9521 | 0.2 | 52.6367 | 314.6397 | 36.5781 | 0 |  | 742.1667 | 525.8773 | 223.8108 | 0.17173 | 525.8773 | 223.8108 | 0.15214 | 519.357 | 212.8548 | 0 | 717.5676 | 717.3983 | 82683.67 | 55.2391 | 83043.24 | 75495.04 | 73018.71 | 0 | 0 | 72417.97 | 709.8024 | 0 | 0 | 0 | 0 | 72417.97 | 709.8024 | 70488 | 70135.5625
6447 | 2021-09-26 14:00 | 606.1333 |  | 173.3833 | 22.3544 | 7.6183 | 0.2 | 42.1643 | 298.6452 | 47.1415 | 0 |  | 606.1333 | 437.68 | 176.4105 | 0.14025 | 437.68 | 176.4105 | 0.12426 | 427.3298 | 167.7764 | 0 | 583.204 | 583.3209 | 67230.59 | 47.1857 | 67392.9 | 62914.26 | 60226.14 | 0 | 0 | 59839.48 | 733.1805 | 0 | 0 | 0 | 0 | 59839.48 | 733.1805 | 58334.58 | 58042.9062
6448 | 2021-09-26 15:00 | 427.0667 |  | 126.8667 | 21.9245 | 7.1729 | 0.2 | 30.1856 | 287.4027 | 59.2128 | 0 |  | 427.0667 | 305.1326 | 129.3855 | 0.098817 | 305.1326 | 129.3855 | 0.087548 | 290.5366 | 123.0541 | 0 | 405.3188 | 405.1219 | 46691.918 | 39.5232 | 46483.758 | 44451.81 | 42682.18 | 0 | 0 | 42495.58 | 749.2449 | 0 | 0 | 0 | 0 | 42495.58 | 749.2449 | 41385.582 | 41178.6562
6449 | 2021-09-26 16:00 | 225.4667 |  | 82.4 | 20.9851 | 5.95 | 0.2 | 17.5137 | 278.5993 | 71.9646 | 0 |  | 225.4667 | 147.0093 | 84.2165 | 0.05217 | 147.0093 | 84.2165 | 0.04622 | 130.5892 | 80.0966 | 0 | 206.4721 | 206.3457 | 23781.857 | 30.4617 | 23170.955 | 22773.455 | 21508.664 | 0 | 0 | 21461.81 | 762.7955 | 0 | 0 | 0 | 0 | 21461.81 | 762.7955 | 20556.867 | 20454.084
6450 | 2021-09-26 17:00 | 17.6 |  | 17.6 | 19.7142 | 7.0675 | 0.2 | 4.5556 | 270.8856 | 84.9947 | 0 |  | 17.6 | 0 | 17.4843 | 0.0040724 | 0 | 17.4843 | 0.003608 | 0 | 16.6275 | 0 | 16.295 | 16.2962 | 1878.1882 | 20.4255 | 1361.9479 | 1378.3661 | 1330.5182 | 0 | 0 | 1330.3086 | 692.5189 | 0 | 0 | 0 | 0 | 1330.3086 | 692.5189 | 1107.9978 | 1102.4578857421875
6451 | 2021-09-26 18:00 | 0 |  | 0 | 18.7116 | 7.3 | 0.2
6452 | 2021-09-26 19:00 | 0 |  | 0 | 17.7644 | 7.2275 | 0.2
6453 | 2021-09-26 20:00 | 0 |  | 0 | 16.8173 | 6.7775 | 0.2
6454 | 2021-09-26 21:00 | 0 |  | 0 | 15.8776 | 6.41 | 0.2
6455 | 2021-09-26 22:00 | 0 |  | 0 | 14.9651 | 4.8033 | 0.2
6456 | 2021-09-26 23:00 | 0 |  | 0 | 14.0113 | 5.7296 | 0.2
6457 | 2021-09-27 | 0 |  | 0 | 13.4527 | 6.0767 | 0.2
6458 | 2021-09-27 01:00 | 0 |  | 0 | 12.9787 | 5.7596 | 0.2
6459 | 2021-09-27 02:00 | 0 |  | 0 | 12.6834 | 6.5137 | 0.2
6460 | 2021-09-27 03:00 | 0 |  | 0 | 12.429 | 5.2625 | 0.2
6461 | 2021-09-27 04:00 | 0 |  | 0 | 12.2569 | 4.2613 | 0.2
6462 | 2021-09-27 05:00 | 0.73333 |  | 0.73333 | 12.3592 | 5.2208 | 0.2 | -2.9354 | 93.6352 | 90 | 0 |  | 0.73333 | 0 | 0.79854 | 0.00016968 | 0 | 0.79854 | 0 | 0 | 0.75942 | 0 | 0.74423 | 0.74423 | 85.7763 | 12.3946 | 4.8784 | 4.8171 | 4.8004 | 0 | 0 | 4.8002 | 82.618 | 0 | 0 | 0 | 4.8002 | 0 | 650 | 0 | 0
6463 | 2021-09-27 06:00 | 89.65 |  | 60.2833 | 13.3872 | 5.0137 | 0.2 | 10.0831 | 86.1593 | 80.3321 | 0 |  | 89.65 | 28.1477 | 59.9268 | 0.020744 | 28.1477 | 59.9268 | 0.018378 | 21.1683 | 56.9879 | 0 | 76.5931 | 76.62 | 8830.573 | 17.0592 | 8115.476 | 8313.234 | 7858.4517 | 0 | 0 | 7852.5366 | 771.9951 | 0 | 0 | 0 | 0 | 7852.5366 | 771.9951 | 7017.206 | 6982.1196
6464 | 2021-09-27 07:00 | 271.4833 |  | 140.6167 | 15.1202 | 5.1975 | 0.2 | 22.9814 | 78.1561 | 67.3609 | 0 |  | 271.4833 | 128.9568 | 140.423 | 0.062817 | 128.9568 | 140.423 | 0.055654 | 118.6454 | 133.5405 | 0 | 247.1422 | 247.2277 | 28494.543 | 26.8699 | 27954.492 | 27792.309 | 26687.803 | 0 | 0 | 26620.092 | 774.8451 | 0 | 0 | 0 | 0 | 26620.092 | 774.8451 | 25751.482 | 25622.7246
6465 | 2021-09-27 08:00 | 455.2333 |  | 209.95 | 16.8972 | 5.2921 | 0.2 | 35.4635 | 68.5913 | 54.7912 | 0 |  | 455.2333 | 243.6922 | 210.6634 | 0.10533 | 243.6922 | 210.6634 | 0.093322 | 234.7384 | 200.3403 | 0 | 426.3772 | 426.4329 | 49147.97 | 37.0767 | 48986.938 | 47223.203 | 45133.582 | 0 | 0 | 44932.816 | 759.2901 | 0 | 0 | 0 | 0 | 44932.816 | 759.2901 | 43765.293 | 43546.4648
6466 | 2021-09-27 09:00 | 585.05 |  | 283.35 | 18.5836 | 4.305 | 0.2 | 47.0042 | 55.7726 | 43.1273 | 0 |  | 585.05 | 301.0417 | 284.6462 | 0.13537 | 301.0417 | 284.6462 | 0.11993 | 295.469 | 270.7009 | 0 | 554.8465 | 554.8683 | 63950.26 | 46.047 | 64061.62 | 60038.66 | 57495.918 | 0 | 0 | 57153.53 | 738.3336 | 0 | 0 | 0 | 0 | 57153.53 | 738.3336 | 55707.582 | 55429.043
6467 | 2021-09-27 10:00 | 706.2 |  | 312.3667 | 20.1488 | 4.2742 | 0.2 | 56.4899 | 36.8311 | 33.4323 | 0 |  | 706.2 | 394.1436 | 314.3722 | 0.1634 | 394.1436 | 314.3722 | 0.14477 | 390.2337 | 298.9736 | 0 | 675.4232 | 675.4398 | 77846.85 | 53.6268 | 78160.23 | 71454.28 | 68800.29 | 0 | 0 | 68278.88 | 715.8848 | 0 | 0 | 0 | 0 | 68278.88 | 715.8848 | 66506.25 | 66173.7188
6468 | 2021-09-27 11:00 | 791.3166 |  | 301.7667 | 21.5025 | 4.4088 | 0.2 | 61.6869 | 9.1596 | 27.8696 | 0 |  | 791.3166 | 491.1298 | 304.3768 | 0.1831 | 491.1298 | 304.3768 | 0.16222 | 487.8827 | 289.4709 | 0 | 761.8065 | 761.8215 | 87801.51 | 59.0315 | 88201.6 | 79159.75 | 76414.69 | 0 | 0 | 75741.586 | 700.3453 | 0 | 0 | 0 | 0 | 75741.586 | 700.3453 | 73681.16 | 73312.75
6469 | 2021-09-27 12:00 | 740.7 |  | 325.6833 | 22.4238 | 5.0838 | 0.2 | 60.2245 | 338.1164 | 29.0109 | 0 |  | 740.7 | 417.3154 | 328.6763 | 0.17139 | 417.3154 | 328.6763 | 0.15184 | 414.2741 | 312.5828 | 0 | 712.3197 | 712.4017 | 82106.28 | 56.4568 | 82462.63 | 74666.734 | 72580.945 | 0 | 0 | 71979.3 | 704.9651 | 0 | 0 | 0 | 0 | 71979.3 | 704.9651 | 70066.28 | 69715.9453
6470 | 2021-09-27 13:00 | 696.2167 |  | 264.4333 | 22.974 | 5.3208 | 0.2 | 52.8893 | 314.1303 | 36.3274 | 0 |  | 696.2167 | 435.2606 | 267.4217 | 0.16109 | 435.2606 | 267.4217 | 0.14272 | 429.9515 | 254.3295 | 0 | 670.5954 | 670.4513 | 77272.805 | 54.6593 | 77577.98 | 70668.65 | 68148.52 | 0 | 0 | 67632.31 | 712.7705 | 0 | 0 | 0 | 0 | 67632.31 | 712.7705 | 65883.74 | 65554.3281
6471 | 2021-09-27 14:00 | 486.5333 |  | 296.3833 | 22.9794 | 6.0708 | 0.2 | 42.3507 | 298.1695 | 46.9591 | 0 |  | 486.5333 | 192.2879 | 298.382 | 0.11258 | 192.2879 | 298.382 | 0.099738 | 187.7892 | 283.7731 | 0 | 462.1311 | 461.964 | 53241.156 | 44.0793 | 53158.23 | 50121.824 | 47788.457 | 0 | 0 | 47548.844 | 741.4046 | 0 | 0 | 0 | 0 | 47548.844 | 741.4046 | 46320.31 | 46088.707
6472 | 2021-09-27 15:00 | 339.3 |  | 194.8167 | 22.4726 | 5.9704 | 0.2 | 30.3326 | 286.974 | 59.0702 | 0 |  | 339.3 | 146.8251 | 196.3061 | 0.078509 | 146.8251 | 196.3061 | 0.069556 | 139.8616 | 186.6958 | 0 | 320.0262 | 319.9618 | 36875.977 | 37.1535 | 36482.44 | 35145.312 | 33912.24 | 0 | 0 | 33795.6 | 753.6789 | 0 | 0 | 0 | 0 | 33795.6 | 753.6789 | 32851.32 | 32687.0625
6473 | 2021-09-27 16:00 | 164.9167 |  | 113.9 | 21.5149 | 4.4971 | 0.2 | 17.6402 | 278.203 | 71.8427 | 0 |  | 164.9167 | 52.3994 | 114.3943 | 0.038159 | 52.3994 | 114.3943 | 0.033808 | 46.6018 | 108.7937 | 0 | 152.2876 | 152.2351 | 17545.68 | 28.9843 | 16856.127 | 16646.945 | 15852.532 | 0 | 0 | 15827.436 | 762.4098 | 0 | 0 | 0 | 0 | 15827.436 | 762.4098 | 14951.75 | 14876.9912
6474 | 2021-09-27 17:00 | 13.55 |  | 13.5167 | 20.335 | 3.7583 | 0.2 | 4.6751 | 270.5044 | 84.8799 | 0 |  | 13.55 | 0.034158 | 13.4133 | 0.0031353 | 0.034158 | 13.4133 | 0.0027777 | 0.017201 | 12.7559 | 0 | 12.5176 | 12.519 | 1442.8738 | 20.9702 | 962.5448 | 971.4311 | 940.7734 | 0 | 0 | 940.6616 | 673.2576 | 0 | 0 | 0 | 0 | 940.6616 | 673.2576 | 780.0525 | 776.1522216796875
6475 | 2021-09-27 18:00 | 0 |  | 0 | 19.5168 | 2.5067 | 0.2
6476 | 2021-09-27 19:00 | 0 |  | 0 | 18.7675 | 2.2033 | 0.2
6477 | 2021-09-27 20:00 | 0 |  | 0 | 18.0183 | 1.4946 | 0.2
6478 | 2021-09-27 21:00 | 0 |  | 0 | 17.2691 | 0.71625 | 0.2
6479 | 2021-09-27 22:00 | 0 |  | 0 | 16.5199 | 0.64833 | 0.2
6480 | 2021-09-27 23:00 | 0 |  | 0 | 15.7942 | 0.98458 | 0.2
6481 | 2021-09-28 | 0 |  | 0 | 15.1912 | 1.3579 | 0.2
6482 | 2021-09-28 01:00 | 0 |  | 0 | 14.5088 | 1.9 | 0.2
6483 | 2021-09-28 02:00 | 0 |  | 0 | 14.0635 | 1.355 | 0.2
6484 | 2021-09-28 03:00 | 0 |  | 0 | 13.6775 | 0.9275 | 0.2
6485 | 2021-09-28 04:00 | 0 |  | 0 | 13.4094 | 0.72583 | 0.2
6486 | 2021-09-28 05:00 | 0.76667 |  | 0.76667 | 13.4524 | 0.73625 | 0.2 | -2.6679 | 93.9305 | 90 | 0 |  | 0.76667 | 0 | 0.83421 | 0.0001774 | 0 | 0.83421 | 0 | 0 | 0.79334 | 0 | 0.77747 | 0.77748 | 89.6062 | 13.4976 | 5.3192 | 5.2583 | 5.2425 | 0 | 0 | 5.2423 | 87.2077 | 0 | 0 | 0 | 5.2423 | 0 | 650 | 0 | 0
6487 | 2021-09-28 06:00 | 78.6667 |  | 64.5 | 14.359 | 0.91292 | 0.2 | 10.3505 | 86.4591 | 80.0687 | 0 |  | 78.6667 | 13.5884 | 64.0597 | 0.018202 | 13.5884 | 64.0597 | 0.016127 | 10.3254 | 60.9189 | 0 | 69.8194 | 69.825 | 8047.3853 | 18.3918 | 7337.5625 | 7487.171 | 7146.0854 | 0 | 0 | 7141.0767 | 763.1443 | 0 | 0 | 0 | 0 | 7141.0767 | 763.1443 | 6334.1187 | 6302.4478
6488 | 2021-09-28 07:00 | 351.6833 |  | 87.05 | 16.3958 | 0.63958 | 0.2 | 23.2579 | 78.4675 | 67.0888 | 0 |  | 351.6833 | 260.7709 | 87.672 | 0.081375 | 260.7709 | 87.672 | 0.072094 | 240.3006 | 83.3741 | 0 | 317.2012 | 317.1692 | 36554.336 | 34.9433 | 36155.105 | 35065.246 | 33691.504 | 0 | 0 | 33578.76 | 756.5563 | 0 | 0 | 0 | 0 | 33578.76 | 756.5563 | 32637.51 | 32474.3223
6489 | 2021-09-28 08:00 | 582.05 |  | 88.0833 | 18.5775 | 0.51292 | 0.2 | 35.7603 | 68.9177 | 54.4994 | 0 |  | 582.05 | 490.7313 | 89.2363 | 0.13468 | 490.7313 | 89.2363 | 0.11932 | 473.0048 | 84.8636 | 0 | 546.711 | 546.9017 | 63033.035 | 50.7442 | 63128.023 | 58244.59 | 55902.32 | 0 | 0 | 55561.33 | 721.4404 | 0 | 0 | 0 | 0 | 55561.33 | 721.4404 | 54150.707 | 53879.9531
6490 | 2021-09-28 09:00 | 632.3833 |  | 247.1 | 20.2151 | 0.53625 | 0.2 | 47.3351 | 56.0981 | 42.8024 | 0 |  | 632.3833 | 384.4137 | 248.497 | 0.14632 | 384.4137 | 248.497 | 0.12964 | 377.4364 | 236.3227 | 0 | 601.484 | 601.493 | 69323.38 | 55.5551 | 69522.04 | 63137.25 | 60573.516 | 0 | 0 | 60161.938 | 711.0613 | 0 | 0 | 0 | 0 | 60161.938 | 711.0613 | 58650.01 | 58356.7617
6491 | 2021-09-28 10:00 | 742.3166 |  | 289.3 | 21.5518 | 0.78542 | 0.2 | 56.8658 | 37.07 | 33.0628 | 0 |  | 742.3166 | 453.3373 | 291.3372 | 0.17176 | 453.3373 | 291.3372 | 0.15217 | 448.9549 | 277.0671 | 0 | 711.5016 | 711.5041 | 82002.01 | 62.8841 | 82359.47 | 72930.91 | 70551.36 | 0 | 0 | 69963.75 | 690.2529 | 0 | 0 | 0 | 0 | 69963.75 | 690.2529 | 68127.766 | 67787.125
6492 | 2021-09-28 11:00 | 611.3 |  | 355.4833 | 22.2487 | 1.0104 | 0.2 | 62.0839 | 9.0964 | 27.4744 | 0 |  | 611.3 | 256.6202 | 357.1333 | 0.14145 | 256.6202 | 357.1333 | 0.12532 | 254.976 | 339.642 | 0 | 582.7256 | 582.7149 | 67157.47 | 55.7547 | 67322.1 | 61094.883 | 59164.72 | 0 | 0 | 58768.043 | 707.5767 | 0 | 0 | 0 | 0 | 58768.043 | 707.5767 | 57286.56 | 57000.1289
6493 | 2021-09-28 12:00 | 644.1333 |  | 344.9667 | 22.7311 | 1.3337 | 0.2 | 60.5648 | 337.6981 | 28.6687 | 0 |  | 644.1333 | 300.7949 | 346.9358 | 0.14904 | 300.7949 | 346.9358 | 0.13205 | 298.6592 | 329.9463 | 0 | 616.0333 | 615.9735 | 70990.586 | 57.6322 | 71213.62 | 64216.066 | 62102.684 | 0 | 0 | 61662.703 | 703.2029 | 0 | 0 | 0 | 0 | 61662.703 | 703.2029 | 60118.242 | 59817.6523
6494 | 2021-09-28 13:00 | 511.25 |  | 348.9 | 22.8448 | 1.9796 | 0.2 | 53.1401 | 313.6165 | 36.0787 | 0 |  | 511.25 | 163.6388 | 349.991 | 0.1183 | 163.6388 | 349.991 | 0.10481 | 161.6752 | 332.8515 | 0 | 484.6362 | 484.6567 | 55858.203 | 49.5103 | 55824.633 | 51717.664 | 49870.918 | 0 | 0 | 49603.055 | 724.8564 | 0 | 0 | 0 | 0 | 49603.055 | 724.8564 | 48327.152 | 48085.5156
6495 | 2021-09-28 14:00 | 426.2 |  | 257.45 | 22.6825 | 3.2012 | 0.2 | 42.5358 | 297.6919 | 46.7781 | 0 |  | 426.2 | 170.6223 | 259.2602 | 0.098617 | 170.6223 | 259.2602 | 0.08737 | 166.6728 | 246.5666 | 0 | 404.9746 | 404.92 | 46669.066 | 43.7564 | 46460.438 | 43840.72 | 41643.797 | 0 | 0 | 41462.492 | 737.2976 | 0 | 0 | 0 | 0 | 41462.492 | 737.2976 | 40377.082 | 40175.1992
6496 | 2021-09-28 15:00 | 319.85 |  | 197.3167 | 22.1562 | 4.4192 | 0.2 | 30.4789 | 286.5448 | 58.9285 | 0 |  | 319.85 | 124.4921 | 198.8116 | 0.074009 | 124.4921 | 198.8116 | 0.065569 | 118.6379 | 189.0786 | 0 | 301.5621 | 301.5801 | 34758.223 | 37.0057 | 34326.27 | 33079.36 | 31606.47 | 0 | 0 | 31504.752 | 750.9778 | 0 | 0 | 0 | 0 | 31504.752 | 750.9778 | 30594.453 | 30441.4805
6497 | 2021-09-28 16:00 | 106.2333 |  | 95.0333 | 21.1473 | 4.6 | 0.2 | 17.7666 | 277.8068 | 71.7209 | 0 |  | 106.2333 | 11.4985 | 95.44 | 0.024581 | 11.4985 | 95.44 | 0.021778 | 10.2382 | 90.7641 | 0 | 98.9823 | 98.9751 | 11407.268 | 25.9808 | 10682.216 | 10649.347 | 10268.366 | 0 | 0 | 10257.813 | 752.6646 | 0 | 0 | 0 | 0 | 10257.813 | 752.6646 | 9396.37 | 9349.3887
6498 | 2021-09-28 17:00 | 15.75 |  | 15.75 | 20.042 | 4.4912 | 0.2 | 4.7952 | 270.1237 | 84.7645 | 0 |  | 15.75 | 0 | 15.6245 | 0.0036443 | 0 | 15.6245 | 0.0032287 | 0 | 14.8587 | 0 | 14.5615 | 14.5623 | 1678.3185 | 20.7567 | 1177.62 | 1190.1559 | 1150.776 | 0 | 0 | 1150.614 | 687.2803 | 0 | 0 | 0 | 0 | 1150.614 | 687.2803 | 956.4071 | 951.6250610351562
6499 | 2021-09-28 18:00 | 0 |  | 0 | 19.2182 | 3.8404 | 0.2
6500 | 2021-09-28 19:00 | 0 |  | 0 | 18.4449 | 3.7896 | 0.2
6501 | 2021-09-28 20:00 | 0 |  | 0 | 17.6716 | 3.23 | 0.2
6502 | 2021-09-28 21:00 | 0 |  | 0 | 16.8983 | 2.6921 | 0.2
6503 | 2021-09-28 22:00 | 0 |  | 0 | 16.125 | 2.0688 | 0.2
6504 | 2021-09-28 23:00 | 0 |  | 0 | 15.3889 | 1.3283 | 0.2
6505 | 2021-09-29 | 0 |  | 0 | 14.8698 | 1.3354 | 0.2
6506 | 2021-09-29 01:00 | 0 |  | 0 | 14.3346 | 1.6242 | 0.2
6507 | 2021-09-29 02:00 | 0 |  | 0 | 13.9971 | 1.4292 | 0.2
6508 | 2021-09-29 03:00 | 0 |  | 0 | 13.7078 | 0.76708 | 0.2
6509 | 2021-09-29 04:00 | 0 |  | 0 | 13.5156 | 0.45083 | 0.2
6510 | 2021-09-29 05:00 | 1.05 |  | 1.05 | 13.6808 | 0.475 | 0.2 | -2.4013 | 94.226 | 90 | 0 |  | 1.05 | 0 | 1.1373 | 0.00024296 | 0 | 1.1373 | 0 | 0 | 1.0816 | 0 | 1.0599 | 1.06 | 122.163 | 13.7433 | 9.8812 | 9.7702 | 9.7387 | 0 | 0 | 9.7383 | 117.1531 | 0 | 0 | 0 | 9.7383 | 0 | 650 | 0 | 0
6511 | 2021-09-29 06:00 | 134.1167 |  | 67.7833 | 15.0102 | 0.43708 | 0.2 | 10.6166 | 86.7597 | 79.8065 | 0 |  | 134.1167 | 63.6685 | 67.4636 | 0.031033 | 63.6685 | 67.4636 | 0.027494 | 48.8497 | 64.1543 | 0 | 110.7439 | 110.7531 | 12764.635 | 21.5468 | 12045.984 | 12167.492 | 11387.4795 | 0 | 0 | 11375.113 | 770.4868 | 0 | 0 | -0.2992 | 0 | 11375.413 | 770.201 | 10538.499 | 10485.8066
6512 | 2021-09-29 07:00 | 286.5667 |  | 134.5333 | 16.5216 | 0.58625 | 0.2 | 23.5328 | 78.7806 | 66.8182 | 0 |  | 286.5667 | 149.8141 | 134.7297 | 0.066308 | 149.8141 | 134.7297 | 0.058746 | 138.2661 | 128.1255 | 0 | 261.0638 | 261.1236 | 30096.139 | 31.8288 | 29582.818 | 28966.85 | 27446.79 | 0 | 0 | 27372.957 | 764.3122 | 0 | 0 | 0 | 0 | 27372.957 | 764.3122 | 26495.938 | 26363.459
6513 | 2021-09-29 08:00 | 475.7167 |  | 201.85 | 18.2234 | 0.69917 | 0.2 | 36.0552 | 69.247 | 54.2095 | 0 |  | 475.7167 | 272.0559 | 202.6003 | 0.11007 | 272.0559 | 202.6003 | 0.097521 | 262.393 | 192.6723 | 0 | 445.964 | 446.003 | 51401.863 | 44.2342 | 51284.035 | 48330.09 | 46674.754 | 0 | 0 | 46446.79 | 736.9788 | 0 | 0 | 0 | 0 | 46446.79 | 736.9788 | 45243.863 | 45017.6445
6514 | 2021-09-29 09:00 | 599.5666 |  | 290.7667 | 19.8233 | 0.8475 | 0.2 | 47.6642 | 56.4285 | 42.4794 | 0 |  | 599.5666 | 308.0801 | 292.0391 | 0.13873 | 308.0801 | 292.0391 | 0.12291 | 302.5969 | 277.7315 | 0 | 568.7219 | 568.7288 | 65546.32 | 52.7684 | 65684.586 | 60209.992 | 57899.117 | 0 | 0 | 57532.848 | 718.7136 | 0 | 0 | 0 | 0 | 57532.848 | 718.7136 | 56078.523 | 55798.1289
6515 | 2021-09-29 10:00 | 747.9 |  | 280.3833 | 21.3054 | 1.4892 | 0.2 | 57.2404 | 37.3151 | 32.6946 | 0 |  | 747.9 | 467.8105 | 282.4237 | 0.17305 | 467.8105 | 282.4237 | 0.15332 | 463.404 | 268.5901 | 0 | 717.3541 | 717.34 | 82676.51 | 61.6636 | 83039.55 | 73848.92 | 70771.81 | 0 | 0 | 70183.85 | 693.8652 | 0 | 0 | 0 | 0 | 70183.85 | 693.8652 | 68339.516 | 67997.8203
6516 | 2021-09-29 11:00 | 654.1 |  | 417.2167 | 22.2409 | 3.1408 | 0.2 | 62.4804 | 9.0336 | 27.0797 | 0 |  | 654.1 | 237.6072 | 418.9535 | 0.15135 | 237.6072 | 418.9535 | 0.13409 | 236.1322 | 398.4344 | 0 | 621.8753 | 621.8812 | 71673 | 54.6955 | 71906.28 | 65497.27 | 63151.855 | 0 | 0 | 62707.188 | 713.6202 | 0 | 0 | 0 | 0 | 62707.188 | 713.6202 | 61137.344 | 60831.6562
6517 | 2021-09-29 12:00 | 820.05 |  | 267.85 | 23.0642 | 3.62 | 0.2 | 60.9038 | 337.2733 | 28.3279 | 0 |  | 820.05 | 555.1526 | 270.9644 | 0.18975 | 555.1526 | 270.9644 | 0.16811 | 551.3127 | 257.6975 | 0 | 792.8301 | 792.7871 | 91368.89 | 63.5457 | 91784.99 | 81077.59 | 77887.34 | 0 | 0 | 77167.336 | 687.3781 | 0 | 0 | 0 | 0 | 77167.336 | 687.3781 | 75049.81 | 74674.5625
6518 | 2021-09-29 13:00 | 612.8166 |  | 354.7833 | 23.4491 | 4.4579 | 0.2 | 53.389 | 313.0983 | 35.8319 | 0 |  | 612.8166 | 260.0524 | 356.951 | 0.1418 | 260.0524 | 356.951 | 0.12563 | 256.9823 | 339.4728 | 0 | 584.526 | 584.5513 | 67371.516 | 52.181 | 67538.68 | 62031.85 | 59820.27 | 0 | 0 | 59427.09 | 720.2171 | 0 | 0 | 0 | 0 | 59427.09 | 720.2171 | 57931.188 | 57641.5312
6519 | 2021-09-29 14:00 | 440.25 |  | 327.2 | 23.2807 | 4.5637 | 0.2 | 42.7195 | 297.2128 | 46.5986 | 0 |  | 440.25 | 114.2876 | 328.32 | 0.10187 | 114.2876 | 328.32 | 0.09025 | 111.67 | 312.2433 | 0 | 415.435 | 415.4076 | 47876.875 | 43.6008 | 47691.414 | 45031.85 | 43611.426 | 0 | 0 | 43410.438 | 735.8314 | 0 | 0 | 0 | 0 | 43410.438 | 735.8314 | 42278.77 | 42067.375
6520 | 2021-09-29 15:00 | 248.1833 |  | 209.1 | 22.6518 | 4.4475 | 0.2 | 30.6245 | 286.1153 | 58.7875 | 0 |  | 248.1833 | 39.6995 | 211.0965 | 0.057426 | 39.6995 | 211.0965 | 0.050877 | 37.8483 | 200.7568 | 0 | 233.833 | 233.8139 | 26948.17 | 34.1497 | 26382.81 | 25648.977 | 24728.125 | 0 | 0 | 24666.633 | 753.952 | 0 | 0 | 0 | 0 | 24666.633 | 753.952 | 23811.225 | 23692.1699
6521 | 2021-09-29 16:00 | 87.85 |  | 87.85 | 21.5883 | 5.12 | 0.2 | 17.8929 | 277.411 | 71.5992 | 0 |  | 87.85 | 0 | 87.4182 | 0.020327 | 0 | 87.4182 | 0.018009 | 0 | 83.1358 | 0 | 81.4731 | 81.4744 | 9390.1875 | 25.4741 | 8669.751 | 8656.547 | 8339.799 | 0 | 0 | 8332.719 | 750.8755 | 0 | 0 | 0 | 0 | 8332.719 | 750.8755 | 7483.567 | 7446.1489
6522 | 2021-09-29 17:00 | 10.3833 |  | 10.3833 | 20.4784 | 5.3887 | 0.2 | 4.9158 | 269.7436 | 84.6486 | 0 |  | 10.3833 | 0 | 10.2726 | 0.0024026 | 0 | 10.2726 | 0.0021286 | 0 | 9.769 | 0 | 9.5737 | 9.5744 | 1103.5026 | 20.9295 | 657.9062 | 662.4812 | 644.0848 | 0 | 0 | 644.0292 | 652.9316 | 0 | 0 | 0 | 0.93997 | 643.0892 | 662.4188 | 531.5058 | 528.8482666015625
6523 | 2021-09-29 18:00 | 0 |  | 0 | 19.6802 | 4.905 | 0.2
6524 | 2021-09-29 19:00 | 0 |  | 0 | 18.9367 | 4.45 | 0.2
6525 | 2021-09-29 20:00 | 0 |  | 0 | 18.1932 | 4.5083 | 0.2
6526 | 2021-09-29 21:00 | 0 |  | 0 | 17.4498 | 2.6842 | 0.2
6527 | 2021-09-29 22:00 | 0 |  | 0 | 16.7063 | 2.6483 | 0.2
6528 | 2021-09-29 23:00 | 0 |  | 0 | 15.9849 | 2.6517 | 0.2
6529 | 2021-09-30 | 0 |  | 0 | 15.3742 | 2.3275 | 0.2
6530 | 2021-09-30 01:00 | 0 |  | 0 | 14.6662 | 2.15 | 0.2
6531 | 2021-09-30 02:00 | 0 |  | 0 | 14.2018 | 2.5158 | 0.2
6532 | 2021-09-30 03:00 | 0 |  | 0 | 13.7989 | 3.7758 | 0.2
6533 | 2021-09-30 04:00 | 0 |  | 0 | 13.5205 | 2.36 | 0.2
6534 | 2021-09-30 05:00 | 1.5833 |  | 1.5833 | 13.6595 | 1.9258 | 0.2 | -2.1358 | 94.5215 | 89.9471 | 0 |  | 1.5833 | 0 | 1.6992 | 0.00036636 | 0 | 1.6992 | 0 | 0 | 1.616 | 0 | 1.5837 | 1.5837 | 182.5187 | 13.7468 | 22.0041 | 21.7574 | 21.6937 | 0 | 0 | 21.6928 | 173.1491 | 0 | 0 | 0 | 21.6928 | 0 | 650 | 0 | 0
6535 | 2021-09-30 06:00 | 134.1833 |  | 56.5333 | 15.0422 | 1.9 | 0.2 | 10.8813 | 87.0609 | 79.5458 | 0 |  | 134.1833 | 74.5781 | 56.5168 | 0.031048 | 74.5781 | 56.5168 | 0.027507 | 57.7401 | 53.7442 | 0 | 109.2546 | 109.3414 | 12601.755 | 21.0799 | 11883.817 | 12018.663 | 11155.94 | 0 | 0 | 11144.049 | 771.2035 | 0 | 0 | 0 | 0 | 11144.049 | 771.2035 | 10300.147 | 10248.6465
6536 | 2021-09-30 07:00 | 307.95 |  | 122.55 | 16.7377 | 1.9725 | 0.2 | 23.806 | 79.0952 | 66.5495 | 0 |  | 307.95 | 182.6931 | 122.7999 | 0.071255 | 182.6931 | 122.7999 | 0.063129 | 168.8618 | 116.7804 | 0 | 279.9293 | 279.9538 | 32265.473 | 32.1455 | 31789.377 | 31098.95 | 29700.982 | 0 | 0 | 29615.178 | 764.6022 | 0 | 0 | 0 | 0 | 29615.178 | 764.6022 | 28718.38 | 28574.7891
6537 | 2021-09-30 08:00 | 506.6167 |  | 168.4833 | 18.6209 | 2.3017 | 0.2 | 36.3481 | 69.5791 | 53.9217 | 0 |  | 506.6167 | 335.8767 | 169.6945 | 0.11722 | 335.8767 | 169.6945 | 0.10386 | 324.1452 | 161.379 | 0 | 475.8137 | 475.8711 | 54845.62 | 44.4221 | 54793.02 | 51609.64 | 49506.258 | 0 | 0 | 49252.492 | 738.8689 | 0 | 0 | 0 | 0 | 49252.492 | 738.8689 | 47984.64 | 47744.7188
6538 | 2021-09-30 09:00 | 615.75 |  | 277.95 | 20.2719 | 1.895 | 0.2 | 47.9912 | 56.7638 | 42.1585 | 0 |  | 615.75 | 336.9876 | 279.2726 | 0.14248 | 336.9876 | 279.2726 | 0.12623 | 331.1061 | 265.5904 | 0 | 584.7626 | 584.7604 | 67396.25 | 52.5691 | 67564.85 | 61981.484 | 60217.617 | 0 | 0 | 59815.316 | 715.4637 | 0 | 0 | 0 | 0 | 59815.316 | 715.4637 | 58310.94 | 58019.3867
6539 | 2021-09-30 10:00 | 693.9334 |  | 325.6167 | 21.6119 | 3.44 | 0.2 | 57.6136 | 37.5665 | 32.328 | 0 |  | 693.9334 | 368.5191 | 327.5921 | 0.16057 | 368.5191 | 327.5921 | 0.14225 | 365.1371 | 311.5459 | 0 | 663.1493 | 663.1747 | 76433.086 | 55.7535 | 76729.31 | 69639.164 | 67071.35 | 0 | 0 | 66567.9 | 710.5449 | 0 | 0 | 0 | 0 | 66567.9 | 710.5449 | 64858.645 | 64534.3516
6540 | 2021-09-30 11:00 | 621.8333 |  | 377.5833 | 22.4936 | 3.85 | 0.2 | 62.8763 | 8.9714 | 26.6857 | 0 |  | 621.8333 | 244.9756 | 379.262 | 0.14388 | 244.9756 | 379.262 | 0.12747 | 243.5028 | 360.6868 | 0 | 592.1058 | 592.0931 | 68238.44 | 52.4125 | 68420.46 | 62802.59 | 60963.81 | 0 | 0 | 60550.31 | 716.1298 | 0 | 0 | 0 | 0 | 60550.31 | 716.1298 | 59029.938 | 58734.7891
6541 | 2021-09-30 12:00 | 682.1167 |  | 397.2833 | 23.1803 | 3.7983 | 0.2 | 61.2414 | 336.8418 | 27.9884 | 0 |  | 682.1167 | 286.3293 | 399.3855 | 0.15783 | 286.3293 | 399.3855 | 0.13983 | 284.4002 | 379.8274 | 0 | 650.943 | 650.9399 | 75022.86 | 56.1501 | 75301.09 | 68251.164 | 66129.06 | 0 | 0 | 65632.375 | 707.6855 | 0 | 0 | 0 | 0 | 65632.375 | 707.6855 | 63957.355 | 63637.5703
6542 | 2021-09-30 13:00 | 698.8 |  | 279.15 | 23.6606 | 4.0896 | 0.2 | 53.6361 | 312.576 | 35.587 | 0 |  | 698.8 | 422.8863 | 282.165 | 0.16169 | 422.8863 | 282.165 | 0.14325 | 417.9741 | 268.3508 | 0 | 672.5983 | 672.6064 | 77519.84 | 57.2793 | 77827.16 | 70259.11 | 67242.84 | 0 | 0 | 66728.65 | 706.3337 | 0 | 0 | 0 | 0 | 66728.65 | 706.3337 | 65013.48 | 64688.4141
6543 | 2021-09-30 14:00 | 587.6167 |  | 213.9667 | 23.8572 | 3.3179 | 0.2 | 42.9017 | 296.7323 | 46.4206 | 0 |  | 587.6167 | 377.6859 | 216.6433 | 0.13597 | 377.6859 | 216.6433 | 0.12046 | 369.1259 | 206.0382 | 0 | 563.6608 | 563.4164 | 64937.277 | 53.0246 | 65064.094 | 59578 | 57197.867 | 0 | 0 | 56834.152 | 717.4274 | 0 | 0 | 0 | 0 | 56834.152 | 717.4274 | 55395.266 | 55118.2891
6544 | 2021-09-30 15:00 | 421.5333 |  | 150.9833 | 23.5513 | 2.9413 | 0.2 | 30.7694 | 285.6857 | 58.6473 | 0 |  | 421.5333 | 274.7563 | 153.1083 | 0.097537 | 274.7563 | 153.1083 | 0.086414 | 262.0518 | 145.6144 | 0 | 399.5129 | 399.4775 | 46039.453 | 44.5893 | 45818.832 | 43107.26 | 41463.434 | 0 | 0 | 41278.574 | 734.402 | 0 | 0 | 0 | 0 | 41278.574 | 734.402 | 40197.555 | 39996.5664
6545 | 2021-09-30 16:00 | 230.3167 |  | 87.1 | 22.7901 | 2.475 | 0.2 | 18.0191 | 277.0156 | 71.4776 | 0 |  | 230.3167 | 146.9076 | 88.5471 | 0.053292 | 146.9076 | 88.5471 | 0.047214 | 131.1038 | 84.2144 | 0 | 211.0119 | 210.8687 | 24303.416 | 34.1334 | 23699.639 | 23027.527 | 21823.777 | 0 | 0 | 21775.176 | 757.2306 | 0 | 0 | 0 | 0 | 21775.176 | 757.2306 | 20872.959 | 20768.5957
6546 | 2021-09-30 17:00 | 27.1333 |  | 26.0833 | 21.5916 | 2.8008 | 0.2 | 5.0369 | 269.3644 | 84.5321 | 0 |  | 27.1333 | 1.1386 | 25.9956 | 0.0062783 | 1.1386 | 25.9956 | 0.0055623 | 0.59753 | 24.721 | 0 | 24.8121 | 24.8146 | 2859.9524 | 22.9068 | 2283.1265 | 2297.2905 | 2214.9463 | 0 | 0 | 2214.386 | 708.871 | 0 | 0 | 0 | 0 | 2214.386 | 708.871 | 1862.5652 | 1853.2523193359375
6547 | 2021-09-30 18:00 | 0 |  | 0 | 20.612 | 2.1437 | 0.2
6548 | 2021-09-30 19:00 | 0 |  | 0 | 19.6827 | 1.6017 | 0.2
6549 | 2021-09-30 20:00 | 0 |  | 0 | 18.7535 | 1.6742 | 0.2
6550 | 2021-09-30 21:00 | 0 |  | 0 | 17.8242 | 1.6154 | 0.2
6551 | 2021-09-30 22:00 | 0 |  | 0 | 16.895 | 1.0904 | 0.2
6552 | 2021-09-30 23:00 | 0 |  | 0 | 15.9996 | 1.0483 | 0.2
6553 | 2021-10-01 | 0 |  | 0 | 15.311 | 1.3483 | 0.2
6554 | 2021-10-01 01:00 | 0 |  | 0 | 14.6701 | 1.4604 | 0.2
6555 | 2021-10-01 02:00 | 0 |  | 0 | 14.2182 | 1.8113 | 0.2
6556 | 2021-10-01 03:00 | 0 |  | 0 | 13.814 | 1.7258 | 0.2
6557 | 2021-10-01 04:00 | 0 |  | 0 | 13.5309 | 1.6275 | 0.2
6558 | 2021-10-01 05:00 | 1.4 |  | 1.4 | 13.5965 | 1.3225 | 0.2 | -1.8715 | 94.8171 | 89.8558 | 0 |  | 1.4 | 0 | 1.5041 | 0.00032394 | 0 | 1.5041 | 0 | 0 | 1.4305 | 0 | 1.4018 | 1.4018 | 161.564 | 13.676 | 17.252 | 17.0573 | 17.0099 | 0 | 0 | 17.0092 | 153.3165 | 0 | 0 | 0 | 17.0092 | 0 | 650 | 0 | 0
6559 | 2021-10-01 06:00 | 122.3167 |  | 61.5 | 14.5803 | 2.1571 | 0.2 | 11.1444 | 87.3629 | 79.2866 | 0 |  | 122.3167 | 58.446 | 61.2547 | 0.028302 | 58.446 | 61.2547 | 0.025075 | 45.6356 | 58.2499 | 0 | 101.8078 | 101.822 | 11735.025 | 20.1374 | 11013.886 | 11173.806 | 10425.122 | 0 | 0 | 10414.785 | 769.3702 | 0 | 0 | 0 | 0 | 10414.785 | 769.3702 | 9555.383 | 9507.6055
6560 | 2021-10-01 07:00 | 323.9 |  | 118.4 | 15.9792 | 2.4596 | 0.2 | 24.0772 | 79.4114 | 66.2826 | 0 |  | 323.9 | 202.4989 | 118.6674 | 0.074946 | 202.4989 | 118.6674 | 0.066399 | 187.438 | 112.8504 | 0 | 294.2826 | 294.3109 | 33919.203 | 31.8221 | 33472.195 | 32779.383 | 31517.943 | 0 | 0 | 31421.492 | 762.9941 | 0 | 0 | 0 | 0 | 31421.492 | 762.9941 | 30512.51 | 30359.9473
6561 | 2021-10-01 08:00 | 516.6667 |  | 165.55 | 17.4904 | 2.9708 | 0.2 | 36.6388 | 69.9141 | 53.6361 | 0 |  | 516.6667 | 348.752 | 166.7697 | 0.11955 | 348.752 | 166.7697 | 0.10592 | 336.7714 | 158.5974 | 0 | 485.4614 | 485.498 | 55955.47 | 43.0242 | 55923.69 | 52915.31 | 51084.31 | 0 | 0 | 50814.49 | 738.6993 | 0 | 0 | 0 | 0 | 50814.49 | 738.6993 | 49510.87 | 49263.3164
6562 | 2021-10-01 09:00 | 682.75 |  | 211.9667 | 18.9517 | 3.445 | 0.2 | 48.316 | 57.104 | 41.8398 | 0 |  | 682.75 | 469.6167 | 213.7426 | 0.15798 | 469.6167 | 213.7426 | 0.13996 | 461.5785 | 203.2711 | 0 | 651.5525 | 651.5613 | 75093.59 | 52.4879 | 75373.94 | 69174.9 | 66930.805 | 0 | 0 | 66441.93 | 717.5049 | 0 | 0 | 0 | 0 | 66441.93 | 717.5049 | 64737.297 | 64413.6094
6563 | 2021-10-01 10:00 | 810.0333 |  | 233.5667 | 20.2716 | 3.9758 | 0.2 | 57.9852 | 37.8246 | 31.9631 | 0 |  | 810.0333 | 576.7383 | 235.8811 | 0.18743 | 576.7383 | 235.8811 | 0.16606 | 571.5819 | 224.3277 | 0 | 779.9913 | 780.0074 | 89896.805 | 59.4609 | 90310.03 | 80941.516 | 78821.836 | 0 | 0 | 78096.66 | 695.7438 | 0 | 0 | 0 | 0 | 78096.66 | 695.7438 | 75941.555 | 75561.8516
6564 | 2021-10-01 11:00 | 892.8166 |  | 200.6833 | 21.3667 | 3.305 | 0.2 | 63.2715 | 8.91 | 26.2924 | 0 |  | 892.8166 | 694.131 | 203.3874 | 0.20659 | 694.131 | 203.3874 | 0.18303 | 690.0908 | 193.428 | 0 | 865.8484 | 865.8228 | 99791.35 | 66.2157 | 100212.96 | 87679 | 84354.5 | 0 | 0 | 83489.18 | 680.1589 | 0 | 0 | 0 | 0 | 83489.18 | 680.1589 | 81110.36 | 80704.8047
6565 | 2021-10-01 12:00 | 878.2833 |  | 193.25 | 22.1446 | 2.9413 | 0.2 | 61.5775 | 336.4037 | 27.6504 | 0 |  | 878.2833 | 688.5662 | 195.6515 | 0.20322 | 688.5662 | 195.6515 | 0.18005 | 684.0483 | 186.0719 | 0 | 852.7178 | 852.6391 | 98269.11 | 67.0478 | 98694.07 | 86095.28 | 83303.65 | 0 | 0 | 82454.89 | 676.7818 | 0 | 0 | 0 | 0 | 82454.89 | 676.7818 | 80119.73 | 79719.125
6566 | 2021-10-01 13:00 | 768.9 |  | 214.35 | 22.5657 | 2.4025 | 0.2 | 53.8812 | 312.0497 | 35.3443 | 0 |  | 768.9 | 558.7643 | 217.5746 | 0.17791 | 558.7643 | 217.5746 | 0.15762 | 552.3777 | 206.9238 | 0 | 744.1155 | 744.0429 | 85753.77 | 62.7222 | 86138.516 | 76305 | 73088.414 | 0 | 0 | 72452.53 | 690.448 | 0 | 0 | 0 | 0 | 72452.53 | 690.448 | 70521.23 | 70168.625
6567 | 2021-10-01 14:00 | 638.7833 |  | 161.25 | 22.648 | 2.2662 | 0.2 | 43.0826 | 296.2505 | 46.2441 | 0 |  | 638.7833 | 482.6217 | 164.1868 | 0.14781 | 482.6217 | 164.1868 | 0.13095 | 471.797 | 156.1509 | 0 | 615.3889 | 615.3859 | 70925.28 | 56.0673 | 71144.36 | 64475.67 | 62006.438 | 0 | 0 | 61568.715 | 708.196 | 0 | 0 | 0 | 0 | 61568.715 | 708.196 | 60026.285 | 59726.1562
6568 | 2021-10-01 15:00 | 454.9167 |  | 105.65 | 22.3087 | 1.5413 | 0.2 | 30.9135 | 285.256 | 58.5078 | 0 |  | 454.9167 | 354.6212 | 107.9664 | 0.10526 | 354.6212 | 107.9664 | 0.093257 | 338.36 | 102.6834 | 0 | 432.2224 | 432.1855 | 49810.832 | 46.5662 | 49662.195 | 46420.086 | 44675.977 | 0 | 0 | 44460.082 | 730.5235 | 0 | 0 | 0 | 0 | 44460.082 | 730.5235 | 43303.664 | 43087.1484
6569 | 2021-10-01 16:00 | 246.1667 |  | 82.8333 | 21.5182 | 1.4387 | 0.2 | 18.1454 | 276.6207 | 71.356 | 0 |  | 246.1667 | 167.4719 | 84.6425 | 0.05696 | 167.4719 | 84.6425 | 0.050464 | 149.6224 | 80.5015 | 0 | 225.5214 | 225.6945 | 26012.12 | 34.2451 | 25434.682 | 24701.947 | 23503.516 | 0 | 0 | 23446.346 | 755.1106 | 0 | 0 | 0 | 0 | 23446.346 | 755.1106 | 22566.42 | 22453.5879
6570 | 2021-10-01 17:00 | 22.4 |  | 22.4 | 20.4457 | 1.0913 | 0.2 | 5.1586 | 268.986 | 84.4151 | 0 |  | 22.4 | 0 | 22.2511 | 0.005183 | 0 | 22.2511 | 0.004592 | 0 | 21.1609 | 0 | 20.7377 | 20.7377 | 2390.0552 | 21.6337 | 1839.4507 | 1857.0398 | 1789.2795 | 0 | 0 | 1788.9087 | 704.6901 | 0 | 0 | 0 | 0 | 1788.9087 | 704.6901 | 1497.5999 | 1490.1118
6571 | 2021-10-01 18:00 | 0 |  | 0 | 19.7639 | 0.61625 | 0.2
6572 | 2021-10-01 19:00 | 0 |  | 0 | 19.1582 | 0.36042 | 0.2
6573 | 2021-10-01 20:00 | 0 |  | 0 | 18.5524 | 0.88708 | 0.2
6574 | 2021-10-01 21:00 | 0 |  | 0 | 17.9467 | 0.41542 | 0.2
6575 | 2021-10-01 22:00 | 0 |  | 0 | 17.3409 | 0.48375 | 0.2
6576 | 2021-10-01 23:00 | 0 |  | 0 | 16.7731 | 1.0846 | 0.2
6577 | 2021-10-02 | 0 |  | 0 | 16.44 | 1.1129 | 0.2
6578 | 2021-10-02 01:00 | 0 |  | 0 | 16.1566 | 1.1362 | 0.2
6579 | 2021-10-02 02:00 | 0 |  | 0 | 15.9809 | 1.4096 | 0.2
6580 | 2021-10-02 03:00 | 0 |  | 0 | 15.83 | 1.8088 | 0.2
6581 | 2021-10-02 04:00 | 0 |  | 0 | 15.7313 | 2.2113 | 0.2
6582 | 2021-10-02 05:00 | 2.1833 |  | 2.1833 | 15.7987 | 2.2346 | 0.2 | -1.6086 | 95.1128 | 89.7424 | 0 |  | 2.1833 | 0 | 2.3143 | 0.00050519 | 0 | 2.3143 | 0 | 0 | 2.2009 | 0 | 2.1569 | 2.1569 | 248.5888 | 15.916 | 40.7155 | 40.3477 | 40.2375 | 0 | 0 | 40.2358 | 235.2773 | 0 | 0 | 0 | 40.2358 | 0 | 650 | 0 | 0
6583 | 2021-10-02 06:00 | 72.4833 |  | 68.0667 | 16.291 | 2.9321 | 0.2 | 11.4058 | 87.6656 | 79.0291 | 0 |  | 72.4833 | 4.2469 | 68.5124 | 0.016772 | 4.2469 | 68.5124 | 0.014859 | 3.3426 | 65.1565 | 0 | 67.1291 | 67.1293 | 7736.8257 | 19.8277 | 7029.6367 | 7142.411 | 6849.471 | 0 | 0 | 6844.842 | 760.9456 | 0 | 0 | 0 | 0 | 6844.842 | 760.9456 | 6052.477 | 6022.2148
6584 | 2021-10-02 07:00 | 185.6167 |  | 171.0667 | 17.0557 | 3.445 | 0.2 | 24.3464 | 79.7291 | 66.0178 | 0 |  | 185.6167 | 14.3374 | 172.3978 | 0.042949 | 14.3374 | 172.3978 | 0.038051 | 13.2896 | 163.9518 | 0 | 173.6966 | 173.7037 | 20019.926 | 25.9963 | 19356.61 | 19297 | 18673.066 | 0 | 0 | 18639.086 | 768.2799 | 0 | 0 | 0 | 0 | 18639.086 | 768.2799 | 17730.26 | 17641.6094
6585 | 2021-10-02 08:00 | 372.7667 |  | 244.5333 | 17.9974 | 4.1329 | 0.2 | 36.9272 | 70.252 | 53.3529 | 0 |  | 372.7667 | 127.3619 | 244.0682 | 0.086253 | 127.3619 | 244.0682 | 0.076416 | 123.0581 | 232.1088 | 0 | 348.0636 | 348.0874 | 40118.047 | 35.3615 | 39784.523 | 38549.71 | 37073.82 | 0 | 0 | 36937.67 | 758.9454 | 0 | 0 | 0 | 0 | 36937.67 | 758.9454 | 35953.875 | 35774.1055
6586 | 2021-10-02 09:00 | 366.0667 |  | 327.4833 | 18.3882 | 4.4008 | 0.2 | 48.6384 | 57.4493 | 41.5236 | 0 |  | 366.0667 | 38.4849 | 330.6785 | 0.084703 | 38.4849 | 330.6785 | 0.075043 | 37.8389 | 314.4793 | 0 | 345.2718 | 345.2701 | 39793.53 | 35.4031 | 39453.84 | 38225.97 | 36990.39 | 0 | 0 | 36854.656 | 756.8518 | 0 | 0 | 0 | 0 | 36854.656 | 756.8518 | 35871.8 | 35692.4414
6587 | 2021-10-02 10:00 | 363.4667 |  | 340.3 | 19.0496 | 4.1492 | 0.2 | 58.355 | 38.0895 | 31.6001 | 0 |  | 363.4667 | 23.1758 | 343.4663 | 0.084101 | 23.1758 | 343.4663 | 0.07451 | 22.9739 | 326.6413 | 0 | 342.6229 | 342.6125 | 39486.965 | 36.128 | 39141.535 | 37837.2 | 36352.863 | 0 | 0 | 36220.637 | 754.1912 | 0 | 0 | 0 | 0 | 36220.637 | 754.1912 | 35245.137 | 35068.9102
6588 | 2021-10-02 11:00 | 390.0833 |  | 367.8333 | 19.4593 | 4.6821 | 0.2 | 63.666 | 8.8496 | 25.9001 | 0 |  | 390.0833 | 22.3124 | 366.4492 | 0.09026 | 22.3124 | 366.4492 | 0.079966 | 22.1867 | 348.4971 | 0 | 363.2701 | 363.2713 | 41868.43 | 37.1337 | 41567.98 | 40058.184 | 38251.633 | 0 | 0 | 38106.836 | 760.4828 | 0 | 0 | 0 | 0 | 38106.836 | 760.4828 | 37102.113 | 36916.6016
6589 | 2021-10-02 12:00 | 420.5667 |  | 375.2833 | 19.7027 | 5.2467 | 0.2 | 61.9121 | 335.959 | 27.314 | 0 |  | 420.5667 | 45.5126 | 379.3994 | 0.097313 | 45.5126 | 379.3994 | 0.086215 | 45.2218 | 360.8161 | 0 | 397.9172 | 397.8998 | 45858.69 | 38.5709 | 45634.457 | 43785.367 | 42302.64 | 0 | 0 | 42122.586 | 749.7 | 0 | 0 | 0 | 0 | 42122.586 | 749.7 | 41021.453 | 40816.3477
6590 | 2021-10-02 13:00 | 284.0833 |  | 263.6 | 19.5403 | 5.5104 | 0.2 | 54.1244 | 311.5196 | 35.1036 | 0 |  | 284.0833 | 20.6367 | 265.5311 | 0.065733 | 20.6367 | 265.5311 | 0.058237 | 20.4046 | 252.5244 | 0 | 267.4704 | 267.4523 | 30825.129 | 32.0714 | 30323.633 | 29676.895 | 28468.77 | 0 | 0 | 28389.65 | 762.1945 | 0 | 0 | 0 | 0 | 28389.65 | 762.1945 | 27502.688 | 27365.1738
6591 | 2021-10-02 14:00 | 190.85 |  | 188.4333 | 18.7244 | 5.7975 | 0.2 | 43.262 | 295.7677 | 46.069 | 0 |  | 190.85 | 2.4421 | 187.5669 | 0.04416 | 2.4421 | 187.5669 | 0.039124 | 2.3879 | 178.3782 | 0 | 177.1507 | 177.149 | 20416.44 | 26.9168 | 19757.943 | 19641.354 | 18937.133 | 0 | 0 | 18902.066 | 763.358 | 0 | 0 | 0 | 0 | 18902.066 | 763.358 | 17992.031 | 17902.0703
6592 | 2021-10-02 15:00 | 90.2667 |  | 90.2667 | 18.8284 | 6.1338 | 0.2 | 31.0571 | 284.8265 | 58.369 | 0 |  | 90.2667 | 0 | 89.7352 | 0.020886 | 0 | 89.7352 | 0.018504 | 0 | 85.3388 | 0 | 83.632 | 83.6323 | 9638.678 | 22.6373 | 8917.072 | 8982.11 | 8636.0625 | 0 | 0 | 8628.632 | 758.0345 | 0 | 0 | 0 | 0 | 8628.632 | 758.0345 | 7773.102 | 7734.2363
6593 | 2021-10-02 16:00 | 19.85 |  | 19.85 | 18.5592 | 6.6829 | 0.2 | 18.2717 | 276.2266 | 71.2345 | 0 |  | 19.85 | 0 | 19.6878 | 0.004593 | 0 | 19.6878 | 0.0040692 | 0 | 18.723 | 0 | 18.3486 | 18.3492 | 2114.7788 | 19.3743 | 1581.7468 | 1606.1667 | 1562.9457 | 0 | 0 | 1562.6628 | 704.8674 | 0 | 0 | 0 | 0 | 1562.6628 | 704.8674 | 1304.9039 | 1298.3795166015625
6594 | 2021-10-02 17:00 | 4.6 |  | 4.6 | 18.2091 | 6.93 | 0.2 | 5.281 | 268.6088 | 84.2975 | 0 |  | 4.6 | 0 | 4.5383 | 0.0010644 | 0 | 4.5383 | 0.00094299 | 0 | 4.3157 | 0 | 4.2294 | 4.23 | 487.51 | 18.3949 | 155.423 | 154.4225 | 153.7572 | 0 | 0 | 153.7508 | 462.1145 | 0 | 0 | 0 | 40.9693 | 112.7815 | 649.9997 | 92.6557 | 92.1924
6595 | 2021-10-02 18:00 | 0 |  | 0 | 17.9156 | 5.7196 | 0.2
6596 | 2021-10-02 19:00 | 0 |  | 0 | 17.6316 | 5.1738 | 0.2
6597 | 2021-10-02 20:00 | 0 |  | 0 | 17.3475 | 3.1246 | 0.2
6598 | 2021-10-02 21:00 | 0 |  | 0 | 17.0635 | 2.795 | 0.2
6599 | 2021-10-02 22:00 | 0 |  | 0 | 16.7795 | 3.795 | 0.2
6600 | 2021-10-02 23:00 | 0 |  | 0 | 16.503 | 3.9346 | 0.2
6601 | 2021-10-03 | 0 |  | 0 | 16.274 | 4.6804 | 0.2
6602 | 2021-10-03 01:00 | 0 |  | 0 | 16.0679 | 5.2758 | 0.2
6603 | 2021-10-03 02:00 | 0 |  | 0 | 15.9449 | 4.6896 | 0.2
6604 | 2021-10-03 03:00 | 0 |  | 0 | 15.8406 | 4.875 | 0.2
6605 | 2021-10-03 04:00 | 0 |  | 0 | 15.7788 | 4.5042 | 0.2
6606 | 2021-10-03 05:00 | 3.2167 |  | 3.2167 | 15.9386 | 3.8954 | 0.2 | -1.3472 | 95.4084 | 89.6065 | 0 |  | 3.2167 | 0 | 3.3522 | 0.00074429 | 0 | 3.3522 | 0 | 0 | 3.188 | 0 | 3.1242 | 3.1243 | 360.0805 | 16.0961 | 85.0916 | 84.3374 | 84.1003 | 0 | 0 | 84.0968 | 339.7704 | 0 | 0 | 0 | 74.7553 | 9.3415 | 649.9998 | 7.6655 | 7.627199172973633
6607 | 2021-10-03 06:00 | 147.2333 |  | 68.55 | 16.9426 | 2.805 | 0.2 | 11.6654 | 87.9689 | 78.7734 | 0 |  | 147.2333 | 75.7001 | 68.273 | 0.034068 | 75.7001 | 68.273 | 0.030183 | 60.0279 | 64.924 | 0 | 122.4528 | 122.4806 | 14115.709 | 23.433 | 13402.764 | 13460.028 | 12633.235 | 0 | 0 | 12617.8125 | 765.7416 | 0 | 0 | 0 | 0 | 12617.8125 | 765.7416 | 11825.102 | 11765.9756
6608 | 2021-10-03 07:00 | 381.0333 |  | 80.5 | 18.3571 | 2.7742 | 0.2 | 24.6134 | 80.0483 | 65.7552 | 0 |  | 381.0333 | 296.1414 | 81.2835 | 0.088166 | 296.1414 | 81.2835 | 0.078111 | 274.8694 | 77.299 | 0 | 345.1251 | 345.2623 | 39793.53 | 36.6787 | 39454.44 | 38060.34 | 36244.65 | 0 | 0 | 36114.574 | 754.928 | 0 | 0 | 0 | 0 | 36114.574 | 754.928 | 35140.336 | 34964.6328
6609 | 2021-10-03 08:00 | 495.4833 |  | 199.7 | 19.5808 | 2.7517 | 0.2 | 37.2131 | 70.5927 | 53.0722 | 0 |  | 495.4833 | 293.7555 | 200.4672 | 0.11465 | 293.7555 | 200.4672 | 0.10157 | 283.9895 | 190.6436 | 0 | 465.1404 | 465.1906 | 53614.844 | 44.2917 | 53539.074 | 50450.312 | 48482.395 | 0 | 0 | 48238.004 | 739.2288 | 0 | 0 | 0 | 0 | 48238.004 | 739.2288 | 46993.527 | 46758.5586
6610 | 2021-10-03 09:00 | 589.1834 |  | 302.6333 | 20.5868 | 2.3912 | 0.2 | 48.9584 | 57.7996 | 41.21 | 0 |  | 589.1834 | 285.7985 | 303.1741 | 0.13633 | 285.7985 | 303.1741 | 0.12078 | 281.0923 | 288.3206 | 0 | 558.0247 | 558.0214 | 64311.176 | 50.719 | 64429.04 | 59468.164 | 57725.094 | 0 | 0 | 57357.633 | 719.2559 | 0 | 0 | 0 | 0 | 57357.633 | 719.2559 | 55907.17 | 55627.6367
6611 | 2021-10-03 10:00 | 596.3833 |  | 332.7833 | 21.3401 | 1.9646 | 0.2 | 58.723 | 38.3616 | 31.2391 | 0 |  | 596.3833 | 263.6834 | 333.884 | 0.13799 | 263.6834 | 333.884 | 0.12226 | 261.4463 | 317.5286 | 0 | 567.3954 | 567.3981 | 65393.086 | 52.5792 | 65528.965 | 60107.77 | 57964.184 | 0 | 0 | 57595.684 | 717.5756 | 0 | 0 | 0 | 0 | 57595.684 | 717.5756 | 56139.973 | 55859.2734
6612 | 2021-10-03 11:00 | 549.65 |  | 414.9667 | 21.7025 | 1.9 | 0.2 | 64.0595 | 8.7904 | 25.5087 | 0 |  | 549.65 | 135.0496 | 415.7057 | 0.12718 | 135.0496 | 415.7057 | 0.11268 | 134.3134 | 395.344 | 0 | 519.0643 | 519.0182 | 59817.33 | 50.3621 | 59856.754 | 55307.9 | 53586.27 | 0 | 0 | 53274.754 | 721.4307 | 0 | 0 | 0 | 0 | 53274.754 | 721.4307 | 51915.363 | 51655.7852
6613 | 2021-10-03 12:00 | 329.6667 |  | 306.7167 | 21.5596 | 1.9 | 0.2 | 62.2451 | 335.5079 | 26.9792 | 0 |  | 329.6667 | 23.064 | 309.2473 | 0.07628 | 23.064 | 309.2473 | 0.067581 | 22.9206 | 294.0993 | 0 | 310.6794 | 310.6585 | 35804.336 | 38.7138 | 35390.902 | 33926.758 | 32737.625 | 0 | 0 | 32628.44 | 746.8879 | 0 | 0 | 0 | 0 | 32628.44 | 746.8879 | 31700.926 | 31542.4199
6614 | 2021-10-03 13:00 | 303.3 |  | 265.0833 | 21.2607 | 1.9483 | 0.2 | 54.3657 | 310.9858 | 34.865 | 0 |  | 303.3 | 38.4986 | 267.0327 | 0.070179 | 38.4986 | 267.0327 | 0.062176 | 38.0724 | 253.9524 | 0 | 286.1844 | 286.1856 | 32983.1 | 37.0288 | 32519.1 | 31337.463 | 30099.604 | 0 | 0 | 30009.268 | 754.2936 | 0 | 0 | 0 | 0 | 30009.268 | 754.2936 | 29109.809 | 28964.2578
6615 | 2021-10-03 14:00 | 95.6 |  | 95.6 | 20.6189 | 2.2 | 0.2 | 43.4401 | 295.2839 | 45.8954 | 0 |  | 95.6 | 0 | 95.0515 | 0.022121 | 0 | 95.0515 | 0.019598 | 0 | 90.3946 | 0 | 88.5867 | 88.5867 | 10209.999 | 25.4442 | 9486.314 | 9472.688 | 9146.47 | 0 | 0 | 9137.99 | 751.0509 | 0 | 0 | 0 | 0 | 9137.99 | 751.0509 | 8275.3 | 8233.9229
6616 | 2021-10-03 15:00 | 120.15 |  | 120.15 | 20.061 | 1.9396 | 0.2 | 31.2 | 284.3973 | 58.2309 | 0 |  | 120.15 | 0 | 119.5135 | 0.027801 | 0 | 119.5135 | 0.024631 | 0 | 113.6585 | 0 | 111.3853 | 111.3854 | 12837.309 | 26.2005 | 12114.754 | 12069.043 | 11599.52 | 0 | 0 | 11586.076 | 756.369 | 0 | 0 | 0 | 0 | 11586.076 | 756.369 | 10756.393 | 10702.6104
6617 | 2021-10-03 16:00 | 93.4167 |  | 93.4167 | 19.5427 | 1.7646 | 0.2 | 18.398 | 275.8333 | 71.1129 | 0 |  | 93.4167 | 0 | 92.967 | 0.021615 | 0 | 92.967 | 0.01915 | 0 | 88.4128 | 0 | 86.6446 | 86.6435 | 9985.895 | 24.3566 | 9262.93 | 9280.811 | 8963.287 | 0 | 0 | 8955.197 | 755.5218 | 0 | 0 | 0 | 0 | 8955.197 | 755.5218 | 8094.5205 | 8054.0479
6618 | 2021-10-03 17:00 | 14.0333 |  | 14.0333 | 19.0143 | 1.4517 | 0.2 | 5.4039 | 268.2328 | 84.1793 | 0 |  | 14.0333 | 0 | 13.8945 | 0.0032471 | 0 | 13.8945 | 0.0028768 | 0 | 13.2135 | 0 | 12.9492 | 12.9502 | 1492.5406 | 19.7441 | 1007.6929 | 1020.0884 | 991.0407 | 0 | 0 | 990.9207 | 683.4569 | 0 | 0 | 0 | 0 | 990.9207 | 683.4569 | 822.1941 | 818.0830688476562
6619 | 2021-10-03 18:00 | 0 |  | 0 | 18.7499 | 1.3638 | 0.2
6620 | 2021-10-03 19:00 | 0 |  | 0 | 18.5198 | 1.2596 | 0.2
6621 | 2021-10-03 20:00 | 0 |  | 0 | 18.3161 | 2.1763 | 0.2
6622 | 2021-10-03 21:00 | 0 |  | 0 | 18.058 | 3.6892 | 0.2
6623 | 2021-10-03 22:00 | 0 |  | 0 | 17.7618 | 4.6562 | 0.2
6624 | 2021-10-03 23:00 | 0 |  | 0 | 17.3953 | 5.15 | 0.2
6625 | 2021-10-04 | 0 |  | 0 | 17.4134 | 4.8137 | 0.2
6626 | 2021-10-04 01:00 | 0 |  | 0 | 17.2397 | 4.9612 | 0.2
6627 | 2021-10-04 02:00 | 0 |  | 0 | 17.101 | 5 | 0.2
6628 | 2021-10-04 03:00 | 0 |  | 0 | 16.9762 | 5.1571 | 0.2
6629 | 2021-10-04 04:00 | 0 |  | 0 | 16.8662 | 6.1683 | 0.2
6630 | 2021-10-04 05:00 | 0.93333 |  | 0.93333 | 16.9296 | 6.4646 | 0.2 | -1.0873 | 95.7041 | 89.4716 | 0 |  | 0.93333 | 0 | 1.0025 | 0.00021596 | 0 | 1.0025 | 0 | 0 | 0.95336 | 0 | 0.93429 | 0.93428 | 107.6792 | 16.9715 | 7.6766 | 7.615 | 7.5928 | 0 | 0 | 7.5925 | 104.5356 | 0 | 0 | 0 | 7.5925 | 0 | 650 | 0 | 0
6631 | 2021-10-04 06:00 | 58.1667 |  | 57.7333 | 17.4049 | 5.9638 | 0.2 | 11.923 | 88.2728 | 78.5197 | 0 |  | 58.1667 | 0.41712 | 57.3305 | 0.013459 | 0.41712 | 57.3305 | 0.011924 | 0.3331 | 54.5213 | 0 | 53.7573 | 53.7577 | 6195.743 | 19.8723 | 5511.3057 | 5599.048 | 5429.972 | 0 | 0 | 5426.9688 | 749.1855 | 0 | 0 | 0 | 0 | 5426.9688 | 749.1855 | 4727.0845 | 4703.4492
6632 | 2021-10-04 07:00 | 140.2 |  | 137.8333 | 18.0485 | 6.2354 | 0.2 | 24.878 | 80.3689 | 65.495 | 0 |  | 140.2 | 2.3321 | 136.9509 | 0.03244 | 2.3321 | 136.9509 | 0.028741 | 2.1674 | 130.2405 | 0 | 129.7597 | 129.7632 | 14955.457 | 23.9311 | 14243.576 | 14289.804 | 13767.909 | 0 | 0 | 13749.544 | 766.9257 | 0 | 0 | 0 | 0 | 13749.544 | 766.9257 | 12922.082 | 12857.4717
6633 | 2021-10-04 08:00 | 231.25 |  | 222.0167 | 18.7639 | 6.2033 | 0.2 | 37.4964 | 70.9362 | 52.7941 | 0 |  | 231.25 | 9.1695 | 220.7608 | 0.053508 | 9.1695 | 220.7608 | 0.047406 | 8.8695 | 209.9443 | 0 | 214.4376 | 214.4421 | 24714.754 | 28.4995 | 24115.1 | 23858.549 | 22878.941 | 0 | 0 | 22828.625 | 769.8428 | 0 | 0 | 0 | 0 | 22828.625 | 769.8428 | 21938.941 | 21829.2461
6634 | 2021-10-04 09:00 | 308.4333 |  | 294.85 | 19.3593 | 5.7725 | 0.2 | 49.2756 | 58.1551 | 40.8991 | 0 |  | 308.4333 | 13.5467 | 293.3971 | 0.071367 | 13.5467 | 293.3971 | 0.063228 | 13.3279 | 279.0224 | 0 | 286.5032 | 286.5073 | 33020.64 | 32.6241 | 32557.285 | 31811.184 | 30548.545 | 0 | 0 | 30458.52 | 765.8312 | 0 | 0 | 0 | 0 | 30458.52 | 765.8312 | 29556.322 | 29408.541
6635 | 2021-10-04 10:00 | 374.3167 |  | 353.2667 | 19.4037 | 6.695 | 0.2 | 59.0889 | 38.641 | 30.8804 | 0 |  | 374.3167 | 21.0551 | 351.7691 | 0.086612 | 21.0551 | 351.7691 | 0.076734 | 20.8811 | 334.5354 | 0 | 348.3081 | 348.3105 | 40144.08 | 34.8671 | 39811.03 | 38636.37 | 37059.465 | 0 | 0 | 36924.504 | 761.5109 | 0 | 0 | 0 | 0 | 36924.504 | 761.5109 | 35940.855 | 35761.1523
6636 | 2021-10-04 11:00 | 418.5167 |  | 385.2167 | 20.3026 | 6.7138 | 0.2 | 64.452 | 8.7327 | 25.1184 | 0 |  | 418.5167 | 33.3878 | 389.3568 | 0.096839 | 33.3878 | 389.3568 | 0.085795 | 33.2117 | 370.285 | 0 | 395.4269 | 395.4047 | 45569.14 | 37.8418 | 45339.35 | 43602.742 | 42197.258 | 0 | 0 | 42017.953 | 751.777 | 0 | 0 | 0 | 0 | 42017.953 | 751.777 | 40919.31 | 40714.7109
6637 | 2021-10-04 12:00 | 379.1 |  | 354.4833 | 20.8748 | 6.7217 | 0.2 | 62.5764 | 335.0503 | 26.6462 | 0 |  | 379.1 | 24.7367 | 358.0502 | 0.087718 | 24.7367 | 358.0502 | 0.077715 | 24.5869 | 340.5123 | 0 | 357.7972 | 357.8009 | 41237.61 | 36.7402 | 40925.168 | 39489.66 | 37754.844 | 0 | 0 | 37613.312 | 757.2524 | 0 | 0 | 0 | 0 | 37613.312 | 757.2524 | 36620.56 | 36437.457
6638 | 2021-10-04 13:00 | 355.15 |  | 334.5 | 21.2524 | 7.3838 | 0.2 | 54.6049 | 310.4486 | 34.6285 | 0 |  | 355.15 | 20.8001 | 333.345 | 0.082177 | 20.8001 | 333.345 | 0.072805 | 20.5735 | 317.0158 | 0 | 330.8374 | 330.8328 | 38129.715 | 35.4867 | 37758.99 | 36572.668 | 35234.344 | 0 | 0 | 35111.734 | 759.0226 | 0 | 0 | 0 | 0 | 35111.734 | 759.0226 | 34149.902 | 33979.1523
6639 | 2021-10-04 14:00 | 289.7167 |  | 268.1 | 21.3335 | 7.4638 | 0.2 | 43.6168 | 294.7995 | 45.7233 | 0 |  | 289.7167 | 21.8377 | 270.5681 | 0.067036 | 21.8377 | 270.5681 | 0.059391 | 21.3628 | 257.3152 | 0 | 273.1044 | 273.0865 | 31473.916 | 33.0405 | 30983.572 | 30232.396 | 29072.52 | 0 | 0 | 28989.363 | 761.8844 | 0 | 0 | 0 | 0 | 28989.363 | 761.8844 | 28097.293 | 27956.8066
6640 | 2021-10-04 15:00 | 220.05 |  | 203.9167 | 21.2167 | 7.275 | 0.2 | 31.3422 | 283.9686 | 58.0934 | 0 |  | 220.05 | 16.3703 | 205.7053 | 0.050916 | 16.3703 | 205.7053 | 0.04511 | 15.638 | 195.6294 | 0 | 207.0421 | 207.021 | 23859.873 | 30.1681 | 23247.73 | 22881.314 | 21989.309 | 0 | 0 | 21941.799 | 763.2775 | 0 | 0 | 0 | 0 | 21941.799 | 763.2775 | 21041.22 | 20936.0156
6641 | 2021-10-04 16:00 | 125.3 |  | 120.8 | 20.8707 | 7.3404 | 0.2 | 18.5244 | 275.4409 | 70.9912 | 0 |  | 125.3 | 4.6083 | 120.3607 | 0.028993 | 4.6083 | 120.3607 | 0.025686 | 4.1305 | 114.4653 | 0 | 116.2239 | 116.2227 | 13394.937 | 25.8811 | 12674.481 | 12639.328 | 12242.511 | 0 | 0 | 12227.559 | 756.3917 | 0 | 0 | 0 | 0 | 12227.559 | 756.3917 | 11424.979 | 11367.8535
6642 | 2021-10-04 17:00 | 14.8333 |  | 14.8333 | 20.2986 | 6.7138 | 0.2 | 5.5276 | 267.858 | 84.0604 | 0 |  | 14.8333 | 0 | 14.691 | 0.0034322 | 0 | 14.691 | 0.0030408 | 0 | 13.9709 | 0 | 13.6915 | 13.6904 | 1577.8331 | 20.9058 | 1085.5284 | 1096.3014 | 1057.6818 | 0 | 0 | 1057.5428 | 679.8005 | 0 | 0 | 0 | 0 | 1057.5428 | 679.8005 | 878.1284 | 873.7378
6643 | 2021-10-04 18:00 | 0 |  | 0 | 19.9576 | 7.0371 | 0.2
6644 | 2021-10-04 19:00 | 0 |  | 0 | 19.5799 | 6.5204 | 0.2
6645 | 2021-10-04 20:00 | 0 |  | 0 | 19.1874 | 5.19 | 0.2
6646 | 2021-10-04 21:00 | 0 |  | 0 | 18.7949 | 3.1521 | 0.2
6647 | 2021-10-04 22:00 | 0 |  | 0 | 18.3939 | 1.9187 | 0.2
6648 | 2021-10-04 23:00 | 0 |  | 0 | 17.9655 | 1.4904 | 0.2
6649 | 2021-10-05 | 0 |  | 0 | 17.6757 | 1.1275 | 0.2
6650 | 2021-10-05 01:00 | 0 |  | 0 | 17.3468 | 0.88958 | 0.2
6651 | 2021-10-05 02:00 | 0 |  | 0 | 17.0323 | 0.69917 | 0.2
6652 | 2021-10-05 03:00 | 0 |  | 0 | 16.9623 | 1.0354 | 0.2
6653 | 2021-10-05 04:00 | 0 |  | 0 | 16.8855 | 1.1483 | 0.2
6654 | 2021-10-05 05:00 | 0.86667 |  | 0.86667 | 16.9524 | 1.5571 | 0.2 | -0.82921 | 95.9997 | 89.3375 | 0 |  | 0.86667 | 0 | 0.92937 | 0.00020054 | 0 | 0.92937 | 0 | 0 | 0.88385 | 0 | 0.86617 | 0.86619 | 99.8277 | 17.001 | 6.6006 | 6.5479 | 6.5259 | 0 | 0 | 6.5257 | 97.6045 | 0 | 0 | 0 | 6.5257 | 0 | 650 | 0 | 0
6655 | 2021-10-05 06:00 | 83.7167 |  | 73.8667 | 17.5749 | 2.2475 | 0.2 | 12.1785 | 88.5773 | 78.268 | 0 |  | 83.7167 | 9.486 | 74.3502 | 0.019371 | 9.486 | 74.3502 | 0.017162 | 7.6257 | 70.7082 | 0 | 76.7672 | 76.7699 | 8848.042 | 21.7476 | 8130.951 | 8212.919 | 7804.65 | 0 | 0 | 7798.3086 | 744.3784 | 0 | 0 | 0 | 0 | 7798.3086 | 744.3784 | 6964.8086 | 6929.9849
6656 | 2021-10-05 07:00 | 220.3833 |  | 158.4833 | 18.6109 | 2.1387 | 0.2 | 25.1402 | 80.6909 | 65.2371 | 0 |  | 220.3833 | 60.9946 | 157.9331 | 0.050994 | 60.9946 | 157.9331 | 0.045178 | 56.7591 | 150.193 | 0 | 202.8131 | 202.7846 | 23371.129 | 29.6875 | 22752.02 | 22426.055 | 21464.586 | 0 | 0 | 21420.127 | 766.7773 | 0 | 0 | 0 | 0 | 21420.127 | 766.7773 | 20514.857 | 20412.2832
6657 | 2021-10-05 08:00 | 360.9167 |  | 279.2333 | 19.7211 | 2.2329 | 0.2 | 37.7768 | 71.2825 | 52.5188 | 0 |  | 360.9167 | 81.1136 | 278.6219 | 0.083511 | 81.1136 | 278.6219 | 0.073987 | 78.5022 | 264.969 | 0 | 336.6018 | 336.6018 | 38794.633 | 38.0284 | 38436.332 | 36932.316 | 35176.42 | 0 | 0 | 35052.57 | 754.9493 | 0 | 0 | 0 | 0 | 35052.57 | 754.9493 | 34091.492 | 33921.0352
6658 | 2021-10-05 09:00 | 496.55 |  | 338.6 | 20.8082 | 3.0579 | 0.2 | 49.59 | 58.5157 | 40.5911 | 0 |  | 496.55 | 157.5133 | 338.3786 | 0.11489 | 157.5133 | 338.3786 | 0.10179 | 155.017 | 321.8 | 0 | 467.2807 | 467.2934 | 53857.176 | 45.2874 | 53786.117 | 50524.777 | 48553.39 | 0 | 0 | 48308.574 | 737.7508 | 0 | 0 | 0 | 0 | 48308.574 | 737.7508 | 47062.47 | 46827.1562
6659 | 2021-10-05 10:00 | 506.1833 |  | 396.2667 | 21.6128 | 3.2 | 0.2 | 59.4527 | 38.9281 | 30.5241 | 0 |  | 506.1833 | 109.9346 | 396.5122 | 0.11712 | 109.9346 | 396.5122 | 0.10377 | 109.0498 | 377.088 | 0 | 476.4151 | 476.4082 | 54908.24 | 46.4086 | 54857 | 51343.51 | 49664.984 | 0 | 0 | 49399.582 | 729.6202 | 0 | 0 | 0 | 0 | 49399.582 | 729.6202 | 48128.35 | 47887.7109
6660 | 2021-10-05 11:00 | 531.1667 |  | 384.6 | 22.2368 | 3.1033 | 0.2 | 64.8434 | 8.6767 | 24.7294 | 0 |  | 531.1667 | 146.941 | 385.2977 | 0.1229 | 146.941 | 385.2977 | 0.10889 | 146.1918 | 366.4252 | 0 | 502.3647 | 502.3389 | 57896.918 | 48.4974 | 57901.062 | 53824.34 | 52062.164 | 0 | 0 | 51771.26 | 727.1373 | 0 | 0 | 0 | 0 | 51771.26 | 727.1373 | 50445.875 | 50193.6484
6661 | 2021-10-05 12:00 | 550.75 |  | 435.5 | 22.7356 | 2.5517 | 0.2 | 62.9059 | 334.5864 | 26.3149 | 0 |  | 550.75 | 115.8014 | 436.5927 | 0.12744 | 115.8014 | 436.5927 | 0.1129 | 115.1187 | 415.2102 | 0 | 519.7224 | 519.7503 | 59903.535 | 50.5971 | 59944.027 | 55341.06 | 53204.062 | 0 | 0 | 52895.78 | 722.9151 | 0 | 0 | 0 | 0 | 52895.78 | 722.9151 | 51544.938 | 51287.2109
6662 | 2021-10-05 13:00 | 544.2667 |  | 326.8 | 23.0889 | 2.8208 | 0.2 | 54.8421 | 309.9082 | 34.3942 | 0 |  | 544.2667 | 219.023 | 328.8154 | 0.12594 | 219.023 | 328.8154 | 0.11157 | 216.6746 | 312.7144 | 0 | 518.8013 | 518.7099 | 59783.156 | 50.5562 | 59821.312 | 55232.88 | 53408.39 | 0 | 0 | 53097.36 | 721.054 | 0 | 0 | 0 | 0 | 53097.36 | 721.054 | 51741.97 | 51483.2578
6663 | 2021-10-05 14:00 | 421.6833 |  | 275.55 | 23.162 | 3.395 | 0.2 | 43.7922 | 294.3146 | 45.5526 | 0 |  | 421.6833 | 147.6068 | 276.4162 | 0.097572 | 147.6068 | 276.4162 | 0.086444 | 144.429 | 262.8801 | 0 | 399.1629 | 399.0983 | 45996.86 | 43.7506 | 45775.305 | 43197.453 | 41689.81 | 0 | 0 | 41506.91 | 737.2069 | 0 | 0 | 0 | 0 | 41506.91 | 737.2069 | 40420.44 | 40218.3359
6664 | 2021-10-05 15:00 | 267.1333 |  | 217.2833 | 22.8767 | 4.14 | 0.2 | 31.4839 | 283.5405 | 57.9565 | 0 |  | 267.1333 | 50.5719 | 219.3908 | 0.061811 | 50.5719 | 219.3908 | 0.054762 | 48.3279 | 208.6449 | 0 | 251.8333 | 251.7814 | 29018.777 | 35.4326 | 28486.977 | 27585.578 | 26463.475 | 0 | 0 | 26392.916 | 751.6497 | 0 | 0 | 0 | 0 | 26392.916 | 751.6497 | 25527.018 | 25399.3828
6665 | 2021-10-05 16:00 | 124.0667 |  | 105.9833 | 22.2933 | 5.4708 | 0.2 | 18.6509 | 275.0496 | 70.8695 | 0 |  | 124.0667 | 18.5111 | 106.5407 | 0.028707 | 18.5111 | 106.5407 | 0.025433 | 16.6094 | 101.3213 | 0 | 115.572 | 115.553 | 13318.028 | 27.7172 | 12597.383 | 12490.601 | 11861.983 | 0 | 0 | 11847.913 | 759.2338 | 0 | 0 | 0 | 0 | 11847.913 | 759.2338 | 11028.367 | 10973.2256
6666 | 2021-10-05 17:00 | 12.5333 |  | 12.5333 | 21.5779 | 5.0671 | 0.2 | 5.6519 | 267.4847 | 83.9408 | 0 |  | 12.5333 | 0 | 12.404 | 0.0029 | 0 | 12.404 | 0.0025693 | 0 | 11.796 | 0 | 11.5601 | 11.5608 | 1332.4034 | 22.1306 | 862.5484 | 867.8697 | 844.0913 | 0 | 0 | 843.9987 | 665.6387 | 0 | 0 | 0 | -0.0028084 | 844.0015 | 666.2839 | 699.1365 | 695.6408081054688
6667 | 2021-10-05 18:00 | 0 |  | 0 | 21.0278 | 4.5333 | 0.2
6668 | 2021-10-05 19:00 | 0 |  | 0 | 20.5099 | 3.1954 | 0.2
6669 | 2021-10-05 20:00 | 0 |  | 0 | 19.9919 | 2.7775 | 0.2
6670 | 2021-10-05 21:00 | 0 |  | 0 | 19.474 | 2.4396 | 0.2
6671 | 2021-10-05 22:00 | 0 |  | 0 | 18.956 | 2.2887 | 0.2
6672 | 2021-10-05 23:00 | 0 |  | 0 | 18.4479 | 2.0775 | 0.2
6673 | 2021-10-06 | 0 |  | 0 | 18.0034 | 1.8362 | 0.2
6674 | 2021-10-06 01:00 | 0 |  | 0 | 17.609 | 2.3821 | 0.2
6675 | 2021-10-06 02:00 | 0 |  | 0 | 17.3805 | 2.9467 | 0.2
6676 | 2021-10-06 03:00 | 0 |  | 0 | 17.1889 | 2.9929 | 0.2
6677 | 2021-10-06 04:00 | 0 |  | 0 | 17.0765 | 1.8696 | 0.2
6678 | 2021-10-06 05:00 | 4.4333 |  | 4.4333 | 17.2561 | 1.4896 | 0.2 | -0.57298 | 96.2953 | 89.2044 | 0 |  | 4.4333 | 0 | 4.5239 | 0.0010258 | 0 | 4.5239 | 0 | 0 | 4.3023 | 0 | 4.2162 | 4.2161 | 485.9341 | 17.4933 | 154.2376 | 153.1054 | 152.354 | 0 | 0 | 152.3481 | 475.1958 | 0 | 0 | 0 | 39.977 | 112.3711 | 649.9998 | 92.3181 | 91.85651397705078
6679 | 2021-10-06 06:00 | 180.55 |  | 67.75 | 18.3088 | 1.2992 | 0.2 | 12.4317 | 88.8823 | 78.0186 | 0 |  | 180.55 | 108.6811 | 67.7509 | 0.041777 | 108.6811 | 67.7509 | 0.037012 | 87.9163 | 64.4276 | 0 | 149.2971 | 149.4277 | 17222.012 | 26.7887 | 16533.46 | 16427.521 | 15180.493 | 0 | 0 | 15158.059 | 764.3403 | 0 | 0 | 0 | 0 | 15158.059 | 764.3403 | 14295.704 | 14224.2256
6680 | 2021-10-06 07:00 | 417.7333 |  | 71.4833 | 19.7008 | 1.72 | 0.2 | 25.3998 | 81.0143 | 64.9819 | 0 |  | 417.7333 | 341.1827 | 72.2375 | 0.096658 | 341.1827 | 72.2375 | 0.085635 | 317.8799 | 68.6964 | 0 | 378.8447 | 379.0826 | 43690.28 | 40.8055 | 43424.89 | 41347.125 | 39274.69 | 0 | 0 | 39119.465 | 749.1502 | 0 | 0 | 0 | 0 | 39119.465 | 749.1502 | 38090.258 | 37899.8047
6681 | 2021-10-06 08:00 | 610 |  | 83.6667 | 21.0035 | 2.4062 | 0.2 | 38.0544 | 71.6316 | 52.2464 | 0 |  | 610 | 522.6311 | 84.7123 | 0.14115 | 522.6311 | 84.7123 | 0.12505 | 506.0691 | 80.5615 | 0 | 574.898 | 574.932 | 66262.8 | 52.0277 | 66412.125 | 61023.117 | 58553.715 | 0 | 0 | 58182.734 | 722.1373 | 0 | 0 | 0 | 0 | 58182.734 | 722.1373 | 56714.098 | 56430.5273
6682 | 2021-10-06 09:00 | 667.9 |  | 254.1833 | 22.0615 | 3.1692 | 0.2 | 49.9013 | 58.8815 | 40.2863 | 0 |  | 667.9 | 412.5437 | 255.5666 | 0.15454 | 412.5437 | 255.5666 | 0.13692 | 406.1283 | 243.0456 | 0 | 636.1904 | 636.1823 | 73321.15 | 55.2197 | 73577.4 | 66900.375 | 64467.984 | 0 | 0 | 64004.938 | 712.6706 | 0 | 0 | 0 | 0 | 64004.938 | 712.6706 | 62388.79 | 62076.8438
6683 | 2021-10-06 10:00 | 1003 |  | 120.4 | 23.2093 | 3.9279 | 0.2 | 59.814 | 39.223 | 30.1702 | 0 |  | 1003 | 882.6775 | 121.5015 | 0.23208 | 882.6775 | 121.5015 | 0.20561 | 875.7585 | 115.55 | 0 | 971.4824 | 971.5128 | 111969.27 | 72.1267 | 112308.54 | 96164.57 | 93790.375 | 0 | 0 | 92658.97 | 660.6367 | 0 | 0 | 0 | 106.7724 | 92552.195 | 663.6537 | 89775.57 | 89326.6875
6684 | 2021-10-06 11:00 | 783 |  | 356.95 | 23.9309 | 5.3529 | 0.2 | 65.2335 | 8.6226 | 24.3417 | 0 |  | 783 | 427.1033 | 359.5062 | 0.18118 | 427.1033 | 359.5062 | 0.16051 | 424.9982 | 341.8996 | 0 | 751.5598 | 751.4955 | 86613.49 | 59.3945 | 87007.92 | 78000.18 | 75372.01 | 0 | 0 | 74721.414 | 699.7243 | 0 | 0 | 0 | 0 | 74721.414 | 699.7243 | 72701.42 | 72337.9141
6685 | 2021-10-06 12:00 | 709.5333 |  | 376.4833 | 24.1628 | 6.0708 | 0.2 | 63.2335 | 334.1162 | 25.9855 | 0 |  | 709.5333 | 334.613 | 378.4883 | 0.16418 | 334.613 | 378.4883 | 0.14545 | 332.6926 | 359.9532 | 0 | 678.7929 | 678.6571 | 78214.85 | 55.1599 | 78532.29 | 71423.36 | 68269.61 | 0 | 0 | 67745.18 | 712.9893 | 0 | 0 | 0 | 0 | 67745.18 | 712.9893 | 65992.42 | 65662.4609
6686 | 2021-10-06 13:00 | 136.8667 |  | 132.85 | 23.2409 | 6.4 | 0.2 | 55.0773 | 309.3647 | 34.1621 | 0 |  | 136.8667 | 4.045 | 132.1607 | 0.031669 | 4.045 | 132.1607 | 0.028057 | 4.0023 | 125.6858 | 0 | 127.0943 | 127.0936 | 14647.633 | 28.9595 | 13933.763 | 13762.492 | 13257.4795 | 0 | 0 | 13239.761 | 754.6338 | 0 | 0 | 0 | 0 | 13239.761 | 754.6338 | 12427.211 | 12365.0752
6687 | 2021-10-06 14:00 | 56.6167 |  | 56.6167 | 22.3841 | 6.1154 | 0.2 | 43.9662 | 293.8294 | 45.3833 | 0 |  | 56.6167 | 0 | 56.2662 | 0.0131 | 0 | 56.2662 | 0.011606 | 0 | 53.5095 | 0 | 52.4393 | 52.4398 | 6043.866 | 24.7744 | 5362.427 | 5366.0073 | 5133.511 | 0 | 0 | 5130.732 | 739.5179 | 0 | 0 | 0 | 0 | 5130.732 | 739.5179 | 4454.8984 | 4432.624
6688 | 2021-10-06 15:00 | 40.3 |  | 40.3 | 21.5746 | 5.6817 | 0.2 | 31.6251 | 283.1131 | 57.8203 | 0 |  | 40.3 | 0 | 40.0239 | 0.0093249 | 0 | 40.0239 | 0.0082614 | 0 | 38.0628 | 0 | 37.3015 | 37.3025 | 4299.298 | 23.3088 | 3662.8943 | 3681.9727 | 3540.2964 | 0 | 0 | 3538.9353 | 726.9089 | 0 | 0 | 0 | 0 | 3538.9353 | 726.9089 | 3020.3203 | 3005.2188
6689 | 2021-10-06 16:00 | 21.7333 |  | 21.7333 | 20.8529 | 4.825 | 0.2 | 18.7775 | 274.6596 | 70.7476 | 0 |  | 21.7333 | 0 | 21.5597 | 0.0050288 | 0 | 21.5597 | 0.0044553 | 0 | 20.5032 | 0 | 20.0931 | 20.0944 | 2315.9294 | 21.8243 | 1769.872 | 1785.7297 | 1730.8737 | 0 | 0 | 1730.5259 | 703.4271 | 0 | 0 | 0 | 0 | 1730.5259 | 703.4271 | 1447.7833 | 1440.5443115234375
6690 | 2021-10-06 17:00 | 5.3833 |  | 5.3833 | 20.2718 | 5.6321 | 0.2 | 5.777 | 267.1129 | 83.8205 | 0 |  | 5.3833 | 0 | 5.3164 | 0.0012456 | 0 | 5.3164 | 0.0011036 | 0 | 5.0557 | 0 | 4.9546 | 4.9548 | 571.0405 | 20.5027 | 212.0595 | 211.2765 | 209.5982 | 0 | 0 | 209.5898 | 548.8384 | 0 | 0 | 0 | 25.9014 | 183.6884 | 649.9999 | 151.0306 | 150.27542114257812
6691 | 2021-10-06 18:00 | 0 |  | 0 | 20.0796 | 5.7033 | 0.2
6692 | 2021-10-06 19:00 | 0 |  | 0 | 19.9009 | 4.9342 | 0.2
6693 | 2021-10-06 20:00 | 0 |  | 0 | 19.8509 | 3.7808 | 0.2
6694 | 2021-10-06 21:00 | 0 |  | 0 | 19.7334 | 3.6483 | 0.2
6695 | 2021-10-06 22:00 | 0 |  | 0 | 19.6401 | 3.9 | 0.2
6696 | 2021-10-06 23:00 | 0 |  | 0 | 19.5074 | 3.7242 | 0.2
6697 | 2021-10-07 | 0 |  | 0 | 19.205 | 4.1588 | 0.2
6698 | 2021-10-07 01:00 | 0 |  | 0 | 18.8623 | 4.3283 | 0.2
6699 | 2021-10-07 02:00 | 0 |  | 0 | 18.7634 | 3.385 | 0.2
6700 | 2021-10-07 03:00 | 0 |  | 0 | 17.914 | 2.2317 | 0.2
6701 | 2021-10-07 04:00 | 0 |  | 0 | 18.7005 | 1.8992 | 0.2
6702 | 2021-10-07 05:00 | 1.5 |  | 1.5 | 18.9493 | 2.2717 | 0.2 | -0.31876 | 96.5907 | 89.0723 | 0 |  | 1.5 | 0 | 1.5879 | 0.00034708 | 0 | 1.5879 | 0 | 0 | 1.5101 | 0 | 1.4799 | 1.4799 | 170.5648 | 19.0296 | 19.2285 | 19.114 | 19.0544 | 0 | 0 | 19.0536 | 162.2631 | 0 | 0 | 0 | 19.0536 | 0 | 650 | 0 | 0
6703 | 2021-10-07 06:00 | 54.2667 |  | 54.2667 | 19.3535 | 2.6338 | 0.2 | 12.6826 | 89.1878 | 77.7715 | 0 |  | 54.2667 | 0 | 53.909 | 0.012557 | 0 | 53.909 | 0.011125 | 0 | 51.2676 | 0 | 50.2423 | 50.2437 | 5790.843 | 22.0368 | 5114.5747 | 5161.626 | 4964.5425 | 0 | 0 | 4961.976 | 743.0155 | 0 | 0 | 0 | 0 | 4961.976 | 743.0155 | 4300.574 | 4279.0713
6704 | 2021-10-07 07:00 | 81.7667 |  | 79.8333 | 19.6549 | 3.1708 | 0.2 | 25.6566 | 81.3391 | 64.7294 | 0 |  | 81.7667 | 1.905 | 79.3497 | 0.01892 | 1.905 | 79.3497 | 0.016762 | 1.777 | 75.4621 | 0 | 75.6943 | 75.695 | 8724.016 | 23.5998 | 8007.7266 | 8042.4053 | 7704.1953 | 0 | 0 | 7698.145 | 749.0572 | 0 | 0 | 0 | 0 | 7698.145 | 749.0572 | 6868.1704 | 6833.8296
6705 | 2021-10-07 08:00 | 51.05 |  | 51.05 | 19.6924 | 3.5967 | 0.2 | 38.3288 | 71.9834 | 51.9771 | 0 |  | 51.05 | 0 | 50.7486 | 0.011812 | 0 | 50.7486 | 0.010465 | 0 | 48.2623 | 0 | 47.2971 | 47.2971 | 5451.06 | 22.11 | 4782.3633 | 4825.237 | 4642.03 | 0 | 0 | 4639.7803 | 739.8157 | 0 | 0 | 0 | 0 | 4639.7803 | 739.8157 | 4007.4043 | 3987.3672
6706 | 2021-10-07 09:00 | 184.3 |  | 183.1333 | 20.2714 | 4.0692 | 0.2 | 50.2095 | 59.2526 | 39.9846 | 0 |  | 184.3 | 1.1633 | 182.1566 | 0.042644 | 1.1633 | 182.1566 | 0.037781 | 1.1455 | 173.2321 | 0 | 170.89 | 170.8906 | 19695.008 | 28.8209 | 19027.861 | 18804.729 | 18133.336 | 0 | 0 | 18100.918 | 762.1947 | 0 | 0 | 0 | 0 | 18100.918 | 762.1947 | 17195.578 | 17109.5996
6707 | 2021-10-07 10:00 | 348.1667 |  | 330.1 | 21.0362 | 4.7258 | 0.2 | 60.1728 | 39.526 | 29.8192 | 0 |  | 348.1667 | 18.0669 | 328.6587 | 0.080561 | 18.0669 | 328.6587 | 0.071373 | 17.929 | 312.557 | 0 | 323.8763 | 323.8766 | 37326.516 | 36.7625 | 36940.93 | 35636.67 | 34330.34 | 0 | 0 | 34213.12 | 755.3585 | 0 | 0 | 0 | 0 | 34213.12 | 755.3585 | 33263.113 | 33096.7969
6708 | 2021-10-07 11:00 | 286.8 |  | 283.3833 | 21.4372 | 3.955 | 0.2 | 65.6223 | 8.5707 | 23.9555 | 0 |  | 286.8 | 3.4248 | 282.1763 | 0.066362 | 3.4248 | 282.1763 | 0.058793 | 3.4085 | 268.3522 | 0 | 266.3256 | 266.3263 | 30694.895 | 34.8307 | 30191.15 | 29294.715 | 28201.557 | 0 | 0 | 28123.004 | 756.7177 | 0 | 0 | 0 | 0 | 28123.004 | 756.7177 | 27238.492 | 27102.2988
6709 | 2021-10-07 12:00 | 259.45 |  | 254.9167 | 21.4244 | 3.8483 | 0.2 | 63.5592 | 333.6398 | 25.6581 | 0 |  | 259.45 | 4.5542 | 253.8305 | 0.060033 | 4.5542 | 253.8305 | 0.053187 | 4.5288 | 241.3954 | 0 | 241.0057 | 241.0036 | 27776.814 | 33.6034 | 27224.705 | 26513.352 | 25163.777 | 0 | 0 | 25101.383 | 758.1401 | 0 | 0 | 0 | 0 | 25101.383 | 758.1401 | 24252.441 | 24131.1797
6710 | 2021-10-07 13:00 | 455.05 |  | 370.3 | 22.2884 | 4.1483 | 0.2 | 55.3103 | 308.8184 | 33.9322 | 0 |  | 455.05 | 85.3381 | 374.6431 | 0.10529 | 85.3381 | 374.6431 | 0.093284 | 84.4515 | 356.2935 | 0 | 431.93 | 431.9355 | 49782.19 | 43.8202 | 49633.344 | 46836.64 | 44913.125 | 0 | 0 | 44703.35 | 738.9169 | 0 | 0 | 0 | 0 | 44703.35 | 738.9169 | 43541.215 | 43323.5078
6711 | 2021-10-07 14:00 | 432.5 |  | 271.6667 | 22.7983 | 4.2604 | 0.2 | 44.1388 | 293.344 | 45.2154 | 0 |  | 432.5 | 162.4099 | 273.465 | 0.10007 | 162.4099 | 273.465 | 0.088662 | 158.9829 | 260.0753 | 0 | 410.677 | 410.6063 | 47323.984 | 43.1626 | 47127.92 | 44561.55 | 43015.426 | 0 | 0 | 42823.65 | 738.0075 | 0 | 0 | 0 | 0 | 42823.65 | 738.0075 | 41705.87 | 41497.3438
6712 | 2021-10-07 15:00 | 243.9333 |  | 218.6667 | 22.8715 | 4.7079 | 0.2 | 31.7657 | 282.6866 | 57.6845 | 0 |  | 243.9333 | 25.622 | 220.7766 | 0.056443 | 25.622 | 220.7766 | 0.050006 | 24.5034 | 209.9627 | 0 | 229.7768 | 229.7632 | 26480.574 | 34.0371 | 25907.857 | 25196.035 | 24237.848 | 0 | 0 | 24179.246 | 757.6832 | 0 | 0 | 0 | 0 | 24179.246 | 757.6832 | 23313.21 | 23196.6445
6713 | 2021-10-07 16:00 | 116.3167 |  | 104.1167 | 22.6352 | 5.2467 | 0.2 | 18.9043 | 274.2708 | 70.6256 | 0 |  | 116.3167 | 12.4787 | 104.6217 | 0.026914 | 12.4787 | 104.6217 | 0.023845 | 11.2199 | 99.4961 | 0 | 108.5017 | 108.4888 | 12503.74 | 27.7797 | 11780.314 | 11678.331 | 11238.7705 | 0 | 0 | 11225.977 | 753.1124 | 0 | 0 | 0 | 0 | 11225.977 | 753.1124 | 10384.436 | 10332.5137
6714 | 2021-10-07 17:00 | 16.7 |  | 16.7 | 22.2145 | 5.3775 | 0.2 | 5.9027 | 266.7429 | 83.6995 | 0 |  | 16.7 | 0 | 16.5497 | 0.0038641 | 0 | 16.5497 | 0.0034235 | 0 | 15.7386 | 0 | 15.4239 | 15.424 | 1777.6736 | 22.9416 | 1269.0544 | 1275.8427 | 1238.2954 | 0 | 0 | 1238.1072 | 684.7603 | 0 | 0 | 0 | 0 | 1238.1072 | 684.7603 | 1030.1414 | 1024.9907
6715 | 2021-10-07 18:00 | 0 |  | 0 | 21.7783 | 4.8396 | 0.2
6716 | 2021-10-07 19:00 | 0 |  | 0 | 21.321 | 4.9975 | 0.2
6717 | 2021-10-07 20:00 | 0 |  | 0 | 20.9224 | 5.1283 | 0.2
6718 | 2021-10-07 21:00 | 0 |  | 0 | 20.5006 | 4.4025 | 0.2
6719 | 2021-10-07 22:00 | 0 |  | 0 | 20.0464 | 4.6113 | 0.2
6720 | 2021-10-07 23:00 | 0 |  | 0 | 19.4502 | 4.4171 | 0.2
6721 | 2021-10-08 | 0 |  | 0 | 18.9752 | 3.825 | 0.2
6722 | 2021-10-08 01:00 | 0 |  | 0 | 18.6156 | 4.4442 | 0.2
6723 | 2021-10-08 02:00 | 0 |  | 0 | 18.3763 | 4.9354 | 0.2
6724 | 2021-10-08 03:00 | 0 |  | 0 | 18.101 | 5 | 0.2
6725 | 2021-10-08 04:00 | 0 |  | 0 | 17.9451 | 5.0967 | 0.2
6726 | 2021-10-08 05:00 | 1.5833 |  | 1.5833 | 17.9962 | 5.6363 | 0.2 | -0.066669 | 96.8861 | 88.9413 | 0 |  | 1.5833 | 0 | 1.6707 | 0.00036636 | 0 | 1.6707 | 0 | 0 | 1.5889 | 0 | 1.5571 | 1.557 | 179.4535 | 18.0688 | 21.2841 | 21.1373 | 21.0662 | 0 | 0 | 21.0653 | 170.4754 | 0 | 0 | 0 | 21.0653 | 0 | 650 | 0 | 0
6727 | 2021-10-08 06:00 | 80.5333 |  | 77.9 | 18.5634 | 5.3887 | 0.2 | 12.931 | 89.4938 | 77.527 | 0 |  | 80.5333 | 2.5393 | 77.2989 | 0.018634 | 2.5393 | 77.2989 | 0.016509 | 2.0779 | 73.5108 | 0 | 74.0769 | 74.0803 | 8537.752 | 22.0536 | 7822.895 | 7894.365 | 7621.984 | 0 | 0 | 7616.1035 | 753.9645 | 0 | 0 | 0 | 0 | 7616.1035 | 753.9645 | 6789.156 | 6755.21
6728 | 2021-10-08 07:00 | 192.6333 |  | 180.7667 | 19.363 | 5.3533 | 0.2 | 25.9106 | 81.6651 | 64.4798 | 0 |  | 192.6333 | 11.6928 | 179.5745 | 0.044573 | 11.6928 | 179.5745 | 0.039489 | 10.9196 | 170.7751 | 0 | 178.0608 | 178.0599 | 20521.498 | 27.7657 | 19864.395 | 19695.543 | 18861.986 | 0 | 0 | 18827.646 | 768.3989 | 0 | 0 | 0 | 0 | 18827.646 | 768.3989 | 17917.92 | 17828.3301
6729 | 2021-10-08 08:00 | 307.6167 |  | 274.2667 | 20.2083 | 4.7258 | 0.2 | 38.6001 | 72.3379 | 51.7111 | 0 |  | 307.6167 | 33.1115 | 276.7532 | 0.071178 | 33.1115 | 276.7532 | 0.063061 | 32.0943 | 263.195 | 0 | 289.3834 | 289.3829 | 33352.676 | 34.2597 | 32895.227 | 31978.193 | 30526.654 | 0 | 0 | 30434.396 | 759.7672 | 0 | 0 | 0 | 0 | 30434.396 | 759.7672 | 29532.338 | 29384.6758
6730 | 2021-10-08 09:00 | 381.9 |  | 350.7667 | 20.9542 | 5.1967 | 0.2 | 50.5143 | 59.629 | 39.6863 | 0 |  | 381.9 | 31.0407 | 354.3675 | 0.088366 | 31.0407 | 354.3675 | 0.078289 | 30.5758 | 337.0078 | 0 | 360.232 | 360.2303 | 41517.273 | 38.075 | 41210.125 | 39597 | 38037.168 | 0 | 0 | 37891.81 | 754.1229 | 0 | 0 | 0 | 0 | 37891.81 | 754.1229 | 36892.297 | 36707.8359
6731 | 2021-10-08 10:00 | 411.85 |  | 378.2 | 21.5299 | 5.3 | 0.2 | 60.5288 | 39.8375 | 29.4709 | 0 |  | 411.85 | 33.6479 | 382.1274 | 0.095296 | 33.6479 | 382.1274 | 0.084428 | 33.3977 | 363.4087 | 0 | 388.8703 | 388.8643 | 44816.79 | 39.9249 | 44572.59 | 42581.402 | 40764.055 | 0 | 0 | 40596.754 | 749.2574 | 0 | 0 | 0 | 0 | 40596.754 | 749.2574 | 39532.04 | 39334.3789
6732 | 2021-10-08 11:00 | 408.3667 |  | 376.2667 | 21.9281 | 5.1671 | 0.2 | 66.0097 | 8.5213 | 23.5708 | 0 |  | 408.3667 | 32.1742 | 380.1164 | 0.09449 | 32.1742 | 380.1164 | 0.083714 | 32.0261 | 361.497 | 0 | 385.6527 | 385.6553 | 44448.086 | 40.282 | 44196.81 | 42175.46 | 40533.69 | 0 | 0 | 40366.207 | 748.3195 | 0 | 0 | 0 | 0 | 40366.207 | 748.3195 | 39307.02 | 39110.4844
6733 | 2021-10-08 12:00 | 387.4167 |  | 356.9167 | 22.1795 | 4.3179 | 0.2 | 63.8829 | 333.1573 | 25.3328 | 0 |  | 387.4167 | 30.6376 | 360.4787 | 0.089643 | 30.6376 | 360.4787 | 0.07942 | 30.4711 | 342.8218 | 0 | 365.8269 | 365.8195 | 42161.754 | 40.2753 | 41866.836 | 39949.17 | 38643.59 | 0 | 0 | 38490.043 | 745.5715 | 0 | 0 | 0 | 0 | 38490.043 | 745.5715 | 37476.04 | 37288.6602
6734 | 2021-10-08 13:00 | 371.3833 |  | 335.2833 | 22.2604 | 4.2071 | 0.2 | 55.5413 | 308.2695 | 33.7045 | 0 |  | 371.3833 | 36.3466 | 338.6953 | 0.085933 | 36.3466 | 338.6953 | 0.076133 | 35.9748 | 322.1057 | 0 | 350.919 | 350.9047 | 40443.43 | 39.7061 | 40115.992 | 38344.65 | 36996.336 | 0 | 0 | 36856.523 | 746.5084 | 0 | 0 | 0 | 0 | 36856.523 | 746.5084 | 35873.645 | 35694.2734
6735 | 2021-10-08 14:00 | 327.7 |  | 306.4667 | 21.937 | 5.2458 | 0.2 | 44.3102 | 292.8587 | 45.049 | 0 |  | 327.7 | 21.4385 | 305.4549 | 0.075825 | 21.4385 | 305.4549 | 0.067178 | 20.9906 | 290.4925 | 0 | 305.2534 | 305.2667 | 35182.977 | 36.4132 | 34758.254 | 33564.207 | 32354.572 | 0 | 0 | 32248.863 | 752.6043 | 0 | 0 | 0 | 0 | 32248.863 | 752.6043 | 31327.045 | 31170.4102
6736 | 2021-10-08 15:00 | 264.7667 |  | 237.1 | 22.1852 | 5.0646 | 0.2 | 31.9058 | 282.2611 | 57.5493 | 0 |  | 264.7667 | 28.0501 | 239.6895 | 0.061263 | 28.0501 | 239.6895 | 0.054277 | 26.8353 | 227.9498 | 0 | 249.6894 | 249.6773 | 28776.807 | 34.1232 | 28240.967 | 27460.062 | 26499.297 | 0 | 0 | 26429.01 | 756.6672 | 0 | 0 | 0 | 0 | 26429.01 | 756.6672 | 25562.676 | 25434.8613
6737 | 2021-10-08 16:00 | 125.4833 |  | 107.65 | 21.8566 | 5.1329 | 0.2 | 19.0313 | 273.8836 | 70.5034 | 0 |  | 125.4833 | 18.2336 | 108.2137 | 0.029035 | 18.2336 | 108.2137 | 0.025724 | 16.4109 | 102.9123 | 0 | 116.9367 | 116.9385 | 13477.362 | 27.4305 | 12757.387 | 12660.591 | 12131.02 | 0 | 0 | 12116.359 | 756.3143 | 0 | 0 | 0 | 0 | 12116.359 | 756.3143 | 11308.531 | 11251.9893
6738 | 2021-10-08 17:00 | 13.25 |  | 13.25 | 21.2223 | 5.825 | 0.2 | 6.0293 | 266.3746 | 83.5777 | 0 |  | 13.25 | 0 | 13.1181 | 0.0030659 | 0 | 13.1181 | 0.0027162 | 0 | 12.4752 | 0 | 12.2257 | 12.2267 | 1409.1608 | 21.787 | 931.9548 | 938.7183 | 910.8487 | 0 | 0 | 910.7433 | 672.7775 | 0 | 0 | 0 | 0 | 910.7433 | 672.7775 | 754.9888 | 751.2138061523438
6739 | 2021-10-08 18:00 | 0 |  | 0 | 20.7396 | 5.0454 | 0.2
6740 | 2021-10-08 19:00 | 0 |  | 0 | 20.2091 | 4.1583 | 0.2
6741 | 2021-10-08 20:00 | 0 |  | 0 | 19.6645 | 3.1792 | 0.2
6742 | 2021-10-08 21:00 | 0 |  | 0 | 19.1198 | 3.1983 | 0.2
6743 | 2021-10-08 22:00 | 0 |  | 0 | 18.5751 | 3.3258 | 0.2
6744 | 2021-10-08 23:00 | 0 |  | 0 | 18.0521 | 2.9792 | 0.2
6745 | 2021-10-09 | 0 |  | 0 | 17.6584 | 2.4413 | 0.2
6746 | 2021-10-09 01:00 | 0 |  | 0 | 17.2788 | 2.175 | 0.2
6747 | 2021-10-09 02:00 | 0 |  | 0 | 17.031 | 2.4579 | 0.2
6748 | 2021-10-09 03:00 | 0 |  | 0 | 16.8141 | 3.145 | 0.2
6749 | 2021-10-09 04:00 | 0 |  | 0 | 16.6659 | 3.5725 | 0.2
6750 | 2021-10-09 05:00 | 3.7833 |  | 3.7833 | 16.8162 | 3.5929 | 0.2 | 0.18315 | 97.1812 | 88.8115 | 0 |  | 3.7833 | 0 | 3.8932 | 0.00087541 | 0 | 3.8932 | 0.00077558 | 0 | 3.7025 | 0 | 3.6285 | 3.6283 | 418.1781 | 17.0017 | 114.5541 | 113.6426 | 113.2518 | 0 | 0 | 113.2471 | 399.5802 | 0 | 0 | 0 | 59.6813 | 53.5658 | 649.9999 | 43.9775 | 43.75759506225586
6751 | 2021-10-09 06:00 | 147.2833 |  | 74.7333 | 17.9366 | 2.4696 | 0.2 | 13.1768 | 89.8001 | 77.285 | 0 |  | 147.2833 | 69.9874 | 74.4712 | 0.034079 | 69.9874 | 74.4712 | 0.030193 | 57.5737 | 70.8184 | 0 | 125.8243 | 125.9042 | 14510.718 | 24.711 | 13799.169 | 13804.916 | 12932.175 | 0 | 0 | 12916.045 | 765.483 | 0 | 0 | 0 | 0 | 12916.045 | 765.483 | 12113.595 | 12053.0273
6752 | 2021-10-09 07:00 | 324.3 |  | 146.8833 | 19.3856 | 2.0533 | 0.2 | 26.1615 | 81.9923 | 64.2332 | 0 |  | 324.3 | 174.8149 | 147.0748 | 0.075038 | 174.8149 | 147.0748 | 0.066481 | 163.436 | 139.8654 | 0 | 297.2353 | 297.253 | 34259.66 | 35.6854 | 33818.684 | 32725.352 | 31513.406 | 0 | 0 | 31413.438 | 752.4388 | 0 | 0 | 0 | 0 | 31413.438 | 752.4388 | 30504.584 | 30352.0605
6753 | 2021-10-09 08:00 | 523.8667 |  | 204.6167 | 20.9716 | 1.6017 | 0.2 | 38.868 | 72.6951 | 51.4484 | 0 |  | 523.8667 | 316.9486 | 205.3786 | 0.12122 | 316.9486 | 205.3786 | 0.10739 | 307.3589 | 195.3141 | 0 | 492.6195 | 492.5956 | 56773.156 | 48.5439 | 56756.438 | 52746.02 | 50580.43 | 0 | 0 | 50307.926 | 729.2054 | 0 | 0 | 0 | 0 | 50307.926 | 729.2054 | 49015.88 | 48770.8008
6754 | 2021-10-09 09:00 | 699.95 |  | 242.15 | 22.5392 | 1.7588 | 0.2 | 50.8156 | 60.0107 | 39.3916 | 0 |  | 699.95 | 456.4067 | 243.8067 | 0.16196 | 456.4067 | 243.8067 | 0.14349 | 449.696 | 231.8618 | 0 | 667.9266 | 667.9382 | 76979.4 | 59.6598 | 77283.51 | 69214.85 | 67234.12 | 0 | 0 | 66704.45 | 695.9171 | 0 | 0 | 0 | 0 | 66704.45 | 695.9171 | 64990.176 | 64665.2266
6755 | 2021-10-09 10:00 | 838.7167 |  | 265 | 23.8313 | 2.4787 | 0.2 | 60.882 | 40.1576 | 29.1258 | 0 |  | 838.7167 | 573.6386 | 267.1959 | 0.19407 | 573.6386 | 267.1959 | 0.17194 | 569.4849 | 254.108 | 0 | 807.121 | 807.1306 | 93024.195 | 67.2418 | 93447.85 | 81473.92 | 79104.07 | 0 | 0 | 78331.37 | 676.2747 | 0 | 0 | 0 | 0 | 78331.37 | 676.2747 | 76166.734 | 75785.8984
6756 | 2021-10-09 11:00 | 509.65 |  | 414.4167 | 24.2204 | 3.6192 | 0.2 | 66.3956 | 8.4747 | 23.1878 | 0 |  | 509.65 | 95.4457 | 415.1243 | 0.11793 | 95.4457 | 415.1243 | 0.10448 | 95.0216 | 394.7907 | 0 | 480.016 | 480.0162 | 55323.164 | 48.7321 | 55279.637 | 51344.754 | 49184.863 | 0 | 0 | 48926.266 | 728.7883 | 0 | 0 | 0 | 0 | 48926.266 | 728.7883 | 47665.918 | 47427.5898
6757 | 2021-10-09 12:00 | 594.1 |  | 395.2667 | 24.584 | 3.8 | 0.2 | 64.2046 | 332.6688 | 25.0095 | 0 |  | 594.1 | 199.7124 | 397.294 | 0.13747 | 199.7124 | 397.294 | 0.12179 | 198.656 | 377.8377 | 0 | 564.9639 | 564.8698 | 65104.707 | 53.1923 | 65235.63 | 59715.504 | 57540.87 | 0 | 0 | 57174.477 | 717.221 | 0 | 0 | 0 | 0 | 57174.477 | 717.221 | 55728.066 | 55449.4258
6758 | 2021-10-09 13:00 | 646.7667 |  | 334.9167 | 24.9575 | 3.7758 | 0.2 | 55.7702 | 307.7182 | 33.4791 | 0 |  | 646.7667 | 313.9471 | 336.9266 | 0.14965 | 313.9471 | 336.9266 | 0.13259 | 310.7853 | 320.4282 | 0 | 618.5893 | 618.5701 | 71289.5 | 56.3199 | 71516.37 | 64776.742 | 62674.746 | 0 | 0 | 62222.465 | 705.3861 | 0 | 0 | 0 | 0 | 62222.465 | 705.3861 | 60665.938 | 60362.6055
6759 | 2021-10-09 14:00 | 593.4833 |  | 239.0833 | 25.1178 | 3.6983 | 0.2 | 44.4802 | 292.3736 | 44.8839 | 0 |  | 593.4833 | 357.7757 | 241.8001 | 0.13732 | 357.7757 | 241.8001 | 0.12166 | 350.3742 | 229.9628 | 0 | 568.7302 | 568.5779 | 65530.523 | 54.0474 | 65667.586 | 59929.938 | 57858.266 | 0 | 0 | 57484.727 | 714.5093 | 0 | 0 | 0 | 0 | 57484.727 | 714.5093 | 56031.465 | 55751.3086
6760 | 2021-10-09 15:00 | 403.1667 |  | 197.8167 | 24.8023 | 4.05 | 0.2 | 32.0455 | 281.8369 | 57.4147 | 0 |  | 403.1667 | 208.1545 | 199.2179 | 0.093287 | 208.1545 | 199.2179 | 0.082648 | 199.2112 | 189.4643 | 0 | 380.9019 | 380.7419 | 43881.633 | 43.8671 | 43619.664 | 41141.11 | 39421.188 | 0 | 0 | 39257.613 | 737.5566 | 0 | 0 | 0 | 0 | 39257.613 | 737.5566 | 38225.08 | 38033.9531
6761 | 2021-10-09 16:00 | 233.9 |  | 89.2167 | 24.0423 | 3.7862 | 0.2 | 19.1585 | 273.4981 | 70.381 | 0 |  | 233.9 | 147.8742 | 90.6288 | 0.054121 | 147.8742 | 90.6288 | 0.047949 | 133.2248 | 86.1938 | 0 | 215.0303 | 215.0847 | 24789.139 | 34.9422 | 24192.33 | 23448.482 | 22277.662 | 0 | 0 | 22225.166 | 744.8844 | 0 | 0 | 0 | 0 | 22225.166 | 744.8844 | 21327.67 | 21221.0312
6762 | 2021-10-09 17:00 | 20.95 |  | 20.9 | 23.0804 | 4.2992 | 0.2 | 6.1566 | 266.0083 | 83.4552 | 0 |  | 20.95 | 0.0531 | 20.7352 | 0.0048475 | 0.0531 | 20.7352 | 0.0042947 | 0.032444 | 19.7191 | 0 | 19.3565 | 19.3566 | 2230.8723 | 24.0388 | 1690.1864 | 1694.7667 | 1644.7103 | 0 | 0 | 1644.3912 | 694.859 | 0 | 0 | 0 | 0 | 1644.3912 | 694.859 | 1374.4028 | 1367.5308
6763 | 2021-10-09 18:00 | 0 |  | 0 | 22.3988 | 3.8421 | 0.2
6764 | 2021-10-09 19:00 | 0 |  | 0 | 21.7712 | 3.355 | 0.2
6765 | 2021-10-09 20:00 | 0 |  | 0 | 21.1435 | 2.7033 | 0.2
6766 | 2021-10-09 21:00 | 0 |  | 0 | 20.5158 | 2.6483 | 0.2
6767 | 2021-10-09 22:00 | 0 |  | 0 | 19.8882 | 3.0692 | 0.2
6768 | 2021-10-09 23:00 | 0 |  | 0 | 19.2886 | 3.75 | 0.2
6769 | 2021-10-10 | 0 |  | 0 | 18.8609 | 3.25 | 0.2
6770 | 2021-10-10 01:00 | 0 |  | 0 | 18.4728 | 3.8708 | 0.2
6771 | 2021-10-10 02:00 | 0 |  | 0 | 18.2305 | 3.8792 | 0.2
6772 | 2021-10-10 03:00 | 0 |  | 0 | 18.0217 | 3.1292 | 0.2
6773 | 2021-10-10 04:00 | 0 |  | 0 | 17.8856 | 3.0967 | 0.2
6774 | 2021-10-10 05:00 | 3.4667 |  | 3.4667 | 18.0294 | 3.8054 | 0.2 | 0.43058 | 97.4762 | 88.6829 | 0 |  | 3.4667 | 0 | 3.5869 | 0.00080214 | 0 | 3.5869 | 0.00071066 | 0 | 3.4113 | 0 | 3.343 | 3.343 | 385.2776 | 18.1986 | 97.2853 | 96.6271 | 96.3965 | 0 | 0 | 96.3924 | 363.5818 | 0 | 0 | 0 | 72.011 | 24.3815 | 649.9998 | 20.0105 | 19.910484313964844
6775 | 2021-10-10 06:00 | 131.8 |  | 89.9167 | 19.0439 | 4.5838 | 0.2 | 13.4198 | 90.1068 | 77.0457 | 0 |  | 131.8 | 40.4189 | 89.4095 | 0.030497 | 40.4189 | 89.4095 | 0.027019 | 33.4166 | 85.0251 | 0 | 116.0729 | 116.0943 | 13380.27 | 24.7176 | 12661.177 | 12669.599 | 12078.322 | 0 | 0 | 12064.006 | 759.9114 | 0 | 0 | 0 | 0 | 12064.006 | 759.9114 | 11253.788 | 11197.5186
6776 | 2021-10-10 07:00 | 335.5333 |  | 152.5333 | 20.5528 | 4.6396 | 0.2 | 26.4093 | 82.3207 | 63.9897 | 0 |  | 335.5333 | 180.3142 | 152.7019 | 0.077638 | 180.3142 | 152.7019 | 0.068784 | 168.758 | 145.2166 | 0 | 307.6951 | 307.7314 | 35466.473 | 35.5539 | 35047.227 | 33931.324 | 32530.902 | 0 | 0 | 32426.953 | 758.23 | 0 | 0 | 0 | 0 | 32426.953 | 758.23 | 31502.447 | 31344.9355
6777 | 2021-10-10 08:00 | 569.1167 |  | 160.7167 | 22.2578 | 4.4579 | 0.2 | 39.1323 | 73.0548 | 51.1892 | 0 |  | 569.1167 | 405.4323 | 161.9443 | 0.13169 | 405.4323 | 161.9443 | 0.11667 | 393.3484 | 154.0082 | 0 | 536.4094 | 536.4037 | 61821.06 | 48.6232 | 61895.64 | 57519.418 | 55756.72 | 0 | 0 | 55420.406 | 724.659 | 0 | 0 | 0 | 0 | 55420.406 | 724.659 | 54012.926 | 53742.8594
6778 | 2021-10-10 09:00 | 702.4667 |  | 241.7833 | 23.7453 | 5.7263 | 0.2 | 51.1133 | 60.3977 | 39.1006 | 0 |  | 702.4667 | 459.2498 | 243.44 | 0.16254 | 459.2498 | 243.44 | 0.144 | 452.6201 | 231.513 | 0 | 670.4505 | 670.4653 | 77275.12 | 54.8522 | 77581.38 | 70631.016 | 67775.8 | 0 | 0 | 67267.375 | 713.9647 | 0 | 0 | 0 | 0 | 67267.375 | 713.9647 | 65532.33 | 65204.668
6779 | 2021-10-10 10:00 | 782 |  | 319.6167 | 25.1847 | 6.7579 | 0.2 | 61.2322 | 40.4865 | 28.7839 | 0 |  | 782 | 462.2863 | 321.5894 | 0.18094 | 462.2863 | 321.5894 | 0.16031 | 459.0263 | 305.8366 | 0 | 749.5656 | 749.5566 | 86388.5 | 58.3663 | 86781.76 | 78077.61 | 75534.72 | 0 | 0 | 74885.78 | 701.9459 | 0 | 0 | 0 | 0 | 74885.78 | 701.9459 | 72859.3 | 72495.0078
6780 | 2021-10-10 11:00 | 895.5666 |  | 272.5 | 26.4897 | 6.8758 | 0.2 | 66.7797 | 8.4311 | 22.8066 | 0 |  | 895.5666 | 624.4064 | 275.1781 | 0.20722 | 624.4064 | 275.1781 | 0.18359 | 621.7274 | 261.702 | 0 | 865.7608 | 865.738 | 99779.4 | 64.6094 | 100203.63 | 88195.97 | 84778.11 | 0 | 0 | 83915.625 | 685.5391 | 0 | 0 | 0 | 0 | 83915.625 | 685.5391 | 81518.695 | 81111.1016
6781 | 2021-10-10 12:00 | 812.0833 |  | 324.4333 | 27.2962 | 6.7258 | 0.2 | 64.5241 | 332.1744 | 24.6885 | 0 |  | 812.0833 | 489.7623 | 327.3766 | 0.1879 | 489.7623 | 327.3766 | 0.16648 | 487.2417 | 311.346 | 0 | 782.616 | 782.6128 | 90198.56 | 61.9918 | 90611.28 | 80496.65 | 77749.71 | 0 | 0 | 77038.77 | 692.6836 | 0 | 0 | 0 | 0 | 77038.77 | 692.6836 | 74926.43 | 74551.7969
6782 | 2021-10-10 13:00 | 644.9833 |  | 322.8 | 27.5727 | 6.7604 | 0.2 | 55.9969 | 307.1648 | 33.2559 | 0 |  | 644.9833 | 324.3157 | 325.814 | 0.14924 | 324.3157 | 325.814 | 0.13222 | 321.0996 | 309.8617 | 0 | 618.342 | 618.3201 | 71263.27 | 54.9416 | 71489.69 | 65059.797 | 63216.324 | 0 | 0 | 62763.223 | 708.2658 | 0 | 0 | 0 | 0 | 62763.223 | 708.2658 | 61191.39 | 60885.4336
6783 | 2021-10-10 14:00 | 530.1667 |  | 309.9333 | 27.4785 | 7.1354 | 0.2 | 44.649 | 291.889 | 44.7201 | 0 |  | 530.1667 | 222.301 | 311.857 | 0.12267 | 222.301 | 311.857 | 0.10868 | 217.7469 | 296.5874 | 0 | 504.0476 | 504.1667 | 58106.613 | 49.417 | 58114.06 | 53855.543 | 52143.46 | 0 | 0 | 51847.016 | 724.8835 | 0 | 0 | 0 | 0 | 51847.016 | 724.8835 | 50519.91 | 50267.3125
6784 | 2021-10-10 15:00 | 342.3167 |  | 216.9 | 26.8573 | 7.1638 | 0.2 | 32.1847 | 281.4141 | 57.2804 | 0 |  | 342.3167 | 127.1042 | 218.3867 | 0.079207 | 127.1042 | 218.3867 | 0.070174 | 121.6865 | 207.6945 | 0 | 322.7934 | 322.798 | 37203.156 | 40.8856 | 36815.57 | 35048.223 | 33712.004 | 0 | 0 | 33592.84 | 740.5299 | 0 | 0 | 0 | 0 | 33592.84 | 740.5299 | 32651.389 | 32488.1309
6785 | 2021-10-10 16:00 | 162.8333 |  | 128.9167 | 25.8268 | 7.1442 | 0.2 | 19.2859 | 273.1143 | 70.2584 | 0 |  | 162.8333 | 34.6515 | 129.3803 | 0.037677 | 34.6515 | 129.3803 | 0.033381 | 31.2496 | 123.0455 | 0 | 151.2092 | 151.2218 | 17428.723 | 32.4045 | 16737.645 | 16353.22 | 15647.277 | 0 | 0 | 15622.212 | 751.0886 | 0 | 0 | 0 | 0 | 15622.212 | 751.0886 | 14750.391 | 14676.6387
6786 | 2021-10-10 17:00 | 18.85 |  | 18.85 | 24.6239 | 8.32 | 0.2 | 6.2847 | 265.644 | 83.3318 | 0 |  | 18.85 | 0 | 18.6908 | 0.0043616 | 0 | 18.6908 | 0.0038642 | 0 | 17.7748 | 0 | 17.4193 | 17.4196 | 2007.6544 | 25.3422 | 1482.0245 | 1480.5786 | 1430.3666 | 0 | 0 | 1430.1155 | 683.8561 | 0 | 0 | 0 | 0 | 1430.1155 | 683.8561 | 1192.455 | 1186.4927
6787 | 2021-10-10 18:00 | 0 |  | 0 | 23.7481 | 8.0558 | 0.2
6788 | 2021-10-10 19:00 | 0 |  | 0 | 23.0749 | 7.2317 | 0.2
6789 | 2021-10-10 20:00 | 0 |  | 0 | 22.3649 | 6.3729 | 0.2
6790 | 2021-10-10 21:00 | 0 |  | 0 | 21.644 | 5.0292 | 0.2
6791 | 2021-10-10 22:00 | 0 |  | 0 | 20.9231 | 5.2758 | 0.2
6792 | 2021-10-10 23:00 | 0 |  | 0 | 20.2151 | 4.4962 | 0.2
6793 | 2021-10-11 | 0 |  | 0 | 19.577 | 3.4213 | 0.2
6794 | 2021-10-11 01:00 | 0 |  | 0 | 18.9262 | 2.6742 | 0.2
6795 | 2021-10-11 02:00 | 0 |  | 0 | 18.4947 | 3.2637 | 0.2
6796 | 2021-10-11 03:00 | 0 |  | 0 | 18.1152 | 2.1367 | 0.2
6797 | 2021-10-11 04:00 | 0 |  | 0 | 17.8497 | 1.0404 | 0.2
6798 | 2021-10-11 05:00 | 5.2833 |  | 5.2833 | 17.999 | 1.2862 | 0.2 | 0.67548 | 97.7709 | 88.5556 | 0 |  | 5.2833 | 0 | 5.3877 | 0.0012225 | 0 | 5.3877 | 0.0010831 | 0 | 5.1238 | 0 | 5.0213 | 5.021 | 578.6854 | 18.2841 | 217.4505 | 216.2481 | 213.9531 | 0 | 0 | 213.945 | 569.8454 | 0 | 0 | 0 | 21.2389 | 192.7061 | 649.9997 | 158.4612 | 157.66885375976562
6799 | 2021-10-11 06:00 | 163.1 |  | 72.1667 | 19.2799 | 1.175 | 0.2 | 13.66 | 90.4139 | 76.8094 | 0 |  | 163.1 | 87.7848 | 71.9404 | 0.037739 | 87.7848 | 71.9404 | 0.033435 | 72.9215 | 68.4117 | 0 | 138.5066 | 138.5809 | 15971.742 | 27.1888 | 15270.877 | 15158.401 | 14210.613 | 0 | 0 | 14190.683 | 760.4496 | 0 | 0 | 0 | 0 | 14190.683 | 760.4496 | 13351.296 | 13284.5391
6800 | 2021-10-11 07:00 | 357.0833 |  | 138.75 | 20.9286 | 1.3733 | 0.2 | 26.6539 | 82.6502 | 63.7495 | 0 |  | 357.0833 | 215.1262 | 138.9838 | 0.082624 | 215.1262 | 138.9838 | 0.073201 | 201.5475 | 132.1709 | 0 | 327.044 | 327.0749 | 37696.266 | 39.4273 | 37317.867 | 35690.48 | 34338.934 | 0 | 0 | 34218.39 | 743.6005 | 0 | 0 | 0 | 0 | 34218.39 | 743.6005 | 33268.312 | 33101.9727
6801 | 2021-10-11 08:00 | 557.1834 |  | 178.65 | 22.6564 | 1.4871 | 0.2 | 39.393 | 73.4171 | 50.9337 | 0 |  | 557.1834 | 375.7609 | 179.845 | 0.12892 | 375.7609 | 179.845 | 0.11422 | 364.726 | 171.0316 | 0 | 525.0425 | 525.1177 | 60520.965 | 52.2027 | 60572.47 | 55619.59 | 53405.527 | 0 | 0 | 53092.043 | 717.2089 | 0 | 0 | 0 | 0 | 53092.043 | 717.2089 | 51736.77 | 51478.0859
6802 | 2021-10-11 09:00 | 712.6333 |  | 231.6333 | 24.3045 | 1.6087 | 0.2 | 51.4071 | 60.79 | 38.8135 | 0 |  | 712.6333 | 479.4704 | 233.3301 | 0.16489 | 479.4704 | 233.3301 | 0.14609 | 472.6736 | 221.8984 | 0 | 680.6806 | 680.6731 | 78450.13 | 62.3919 | 78770.14 | 69867.95 | 67048.6 | 0 | 0 | 66523.086 | 695.9326 | 0 | 0 | 0 | 0 | 66523.086 | 695.9326 | 64815.477 | 64491.3984
6803 | 2021-10-11 10:00 | 840.3833 |  | 266.8833 | 25.9637 | 2.4046 | 0.2 | 61.5791 | 40.8247 | 28.4454 | 0 |  | 840.3833 | 573.3377 | 269.061 | 0.19445 | 573.3377 | 269.061 | 0.17228 | 569.3998 | 255.8815 | 0 | 808.7758 | 808.7706 | 93212.09 | 69.6095 | 93637.26 | 80942.19 | 78599.83 | 0 | 0 | 77832.08 | 670.6022 | 0 | 0 | 0 | 0 | 77832.08 | 670.6022 | 75687.7 | 75309.2656
6804 | 2021-10-11 11:00 | 906.2333 |  | 263.7 | 27.3377 | 3.4279 | 0.2 | 67.1621 | 8.3909 | 22.4274 | 0 |  | 906.2333 | 643.8641 | 266.3893 | 0.20969 | 643.8641 | 266.3893 | 0.18578 | 641.1979 | 253.3437 | 0 | 876.6507 | 876.5469 | 101025.984 | 72.4891 | 101447.52 | 86761.21 | 83723.33 | 0 | 0 | 82809.78 | 655.1245 | 0 | 0 | 0 | 50.9894 | 82758.8 | 658.4319 | 80410.836 | 80008.7891
6805 | 2021-10-11 12:00 | 872.9833 |  | 261.25 | 28.2814 | 4.4717 | 0.2 | 64.8413 | 331.6742 | 24.3697 | 0 |  | 872.9833 | 614.3287 | 264.3041 | 0.202 | 614.3287 | 264.3041 | 0.17896 | 611.2527 | 251.3629 | 0 | 845.3633 | 845.3112 | 97422.29 | 69.8043 | 97849.23 | 84515.164 | 81830.64 | 0 | 0 | 80984.695 | 666.4953 | 0 | 0 | 0 | 0.038588 | 80984.66 | 667.2287 | 78710.945 | 78317.3906
6806 | 2021-10-11 13:00 | 792.4 |  | 234.6167 | 28.7943 | 4.3613 | 0.2 | 56.2215 | 306.6094 | 33.035 | 0 |  | 792.4 | 561.4161 | 237.8142 | 0.18335 | 561.4161 | 237.8142 | 0.16244 | 555.9337 | 226.1718 | 0 | 766.4634 | 766.3086 | 88317.86 | 66.6261 | 88719.555 | 77514.27 | 75218.36 | 0 | 0 | 74524.35 | 678.101 | 0 | 0 | 0 | 0 | 74524.35 | 678.101 | 72512.13 | 72149.5703
6807 | 2021-10-11 14:00 | 664.9 |  | 165.2833 | 28.8794 | 5.0537 | 0.2 | 44.8165 | 291.4049 | 44.5576 | 0 |  | 664.9 | 504.2391 | 168.1848 | 0.15385 | 504.2391 | 168.1848 | 0.1363 | 494.0092 | 159.9527 | 0 | 640.8826 | 640.7532 | 73848.21 | 59.5315 | 74109.29 | 66382.484 | 64588.047 | 0 | 0 | 64096.508 | 695.5114 | 0 | 0 | 0 | 0 | 64096.508 | 695.5114 | 62477.066 | 62164.6836
6808 | 2021-10-11 15:00 | 474.35 |  | 120.8667 | 28.3917 | 6.0717 | 0.2 | 32.3235 | 280.9928 | 57.1466 | 0 |  | 474.35 | 358.1689 | 123.2719 | 0.10976 | 358.1689 | 123.2719 | 0.097241 | 343.0229 | 117.2391 | 0 | 451.0568 | 450.9406 | 51971.95 | 48.9873 | 51864.508 | 48114.652 | 46401.41 | 0 | 0 | 46163.195 | 722.0358 | 0 | 0 | 0 | 0 | 46163.195 | 722.0358 | 44966.883 | 44742.0469
6809 | 2021-10-11 16:00 | 265.5667 |  | 85.2167 | 27.3112 | 5.7075 | 0.2 | 19.4136 | 272.7323 | 70.1355 | 0 |  | 265.5667 | 184.1884 | 87.0119 | 0.061448 | 184.1884 | 87.0119 | 0.054441 | 166.2682 | 82.7545 | 0 | 244.0422 | 244.1834 | 28142.887 | 38.6499 | 27598.57 | 26437.908 | 25039.197 | 0 | 0 | 24973.037 | 743.1573 | 0 | 0 | 0 | 0 | 24973.037 | 743.1573 | 24124.877 | 24004.2539
6810 | 2021-10-11 17:00 | 32.5333 |  | 32.0667 | 25.8103 | 4.6317 | 0.2 | 6.4136 | 265.282 | 83.2076 | 0 |  | 32.5333 | 0.49374 | 31.897 | 0.0075278 | 0.49374 | 31.897 | 0.0066693 | 0.30954 | 30.3345 | 0 | 30.0311 | 30.0307 | 3461.0247 | 27.2747 | 2856.0276 | 2836.0933 | 2752.5889 | 0 | 0 | 2751.718 | 707.9615 | 0 | 0 | 0 | 0 | 2751.718 | 707.9615 | 2328.2947 | 2316.653076171875
6811 | 2021-10-11 18:00 | 0 |  | 0 | 24.6009 | 4.1904 | 0.2
6812 | 2021-10-11 19:00 | 0 |  | 0 | 23.4889 | 3.7792 | 0.2
6813 | 2021-10-11 20:00 | 0 |  | 0 | 22.5804 | 3.3258 | 0.2
6814 | 2021-10-11 21:00 | 0 |  | 0 | 21.6164 | 3.5 | 0.2
6815 | 2021-10-11 22:00 | 0 |  | 0 | 20.6363 | 3.155 | 0.2
6816 | 2021-10-11 23:00 | 0 |  | 0 | 19.7136 | 2.4429 | 0.2
6817 | 2021-10-12 | 0 |  | 0 | 19.1406 | 1.9525 | 0.2
6818 | 2021-10-12 01:00 | 0 |  | 0 | 18.6198 | 1.9096 | 0.2
6819 | 2021-10-12 02:00 | 0 |  | 0 | 18.2815 | 2.5208 | 0.2
6820 | 2021-10-12 03:00 | 0 |  | 0 | 17.9861 | 2.6171 | 0.2
6821 | 2021-10-12 04:00 | 0 |  | 0 | 17.7845 | 1.6558 | 0.2
6822 | 2021-10-12 05:00 | 4.85 |  | 4.85 | 17.9052 | 1.4975 | 0.2 | 0.91774 | 98.0653 | 88.4297 | 0 |  | 4.85 | 0 | 4.9749 | 0.0011222 | 0 | 4.9749 | 0.00099424 | 0 | 4.7312 | 0 | 4.6366 | 4.6363 | 534.3613 | 18.166 | 186.119 | 184.9383 | 183.4415 | 0 | 0 | 183.4346 | 527.9013 | 0 | 0 | 0 | 29.9996 | 153.435 | 650 | 126.1127 | 125.48210906982422
6823 | 2021-10-12 06:00 | 131.0167 |  | 96.0167 | 18.8568 | 2.1425 | 0.2 | 13.8971 | 90.7211 | 76.576 | 0 |  | 131.0167 | 33.7994 | 95.3606 | 0.030315 | 33.7994 | 95.3606 | 0.026858 | 28.2031 | 90.6853 | 0 | 116.5107 | 116.546 | 13432.317 | 25.2217 | 12713.035 | 12702.219 | 12101.971 | 0 | 0 | 12087.48 | 760.2205 | 0 | 0 | 0 | 0 | 12087.48 | 760.2205 | 11278.328 | 11221.9365
6824 | 2021-10-12 07:00 | 312.7667 |  | 184.0333 | 20.1977 | 2.9492 | 0.2 | 26.895 | 82.9808 | 63.5127 | 0 |  | 312.7667 | 126.8405 | 183.6624 | 0.07237 | 126.8405 | 183.6624 | 0.064117 | 118.9534 | 174.6603 | 0 | 287.7414 | 287.7227 | 33159.56 | 35.3448 | 32698.865 | 31677.201 | 30534.064 | 0 | 0 | 30439.797 | 752.2357 | 0 | 0 | 0 | 0 | 30439.797 | 752.2357 | 29537.707 | 29390.0176
6825 | 2021-10-12 08:00 | 507.6167 |  | 248.75 | 21.6886 | 2.5733 | 0.2 | 39.65 | 73.7818 | 50.682 | 0 |  | 507.6167 | 256.9558 | 249.3334 | 0.11746 | 256.9558 | 249.3334 | 0.10406 | 249.5193 | 237.1148 | 0 | 476.9015 | 476.8913 | 54961.96 | 47.2275 | 54911.58 | 51253.918 | 49332.63 | 0 | 0 | 49076.164 | 731.765 | 0 | 0 | 0 | 0 | 49076.164 | 731.765 | 47812.37 | 47573.3086
6826 | 2021-10-12 09:00 | 699.95 |  | 262.5333 | 23.1624 | 3.5046 | 0.2 | 51.6969 | 61.1876 | 38.5304 | 0 |  | 699.95 | 435.9961 | 263.892 | 0.16196 | 435.9961 | 263.892 | 0.14349 | 429.9258 | 250.9628 | 0 | 667.2708 | 667.3168 | 76908.79 | 57.4166 | 77212 | 69689.32 | 67577.59 | 0 | 0 | 67059.305 | 703.2333 | 0 | 0 | 0 | 0 | 67059.305 | 703.2333 | 65331.95 | 65005.2891
6827 | 2021-10-12 10:00 | 690.3333 |  | 384.15 | 24.1985 | 3.9775 | 0.2 | 61.9226 | 41.1722 | 28.1104 | 0 |  | 690.3333 | 306.0744 | 385.2065 | 0.15973 | 306.0744 | 385.2065 | 0.14152 | 304.0269 | 366.3365 | 0 | 656.9562 | 656.9392 | 75714.08 | 57.2021 | 76001.54 | 68640.04 | 66436.375 | 0 | 0 | 65934.05 | 703.4313 | 0 | 0 | 0 | 0 | 65934.05 | 703.4313 | 64248.02 | 63926.7773
6828 | 2021-10-12 11:00 | 708.7167 |  | 406.9167 | 25.0538 | 3.2275 | 0.2 | 67.5426 | 8.3545 | 22.0501 | 0 |  | 708.7167 | 302.4013 | 408.5567 | 0.16399 | 302.4013 | 408.5567 | 0.14529 | 301.1931 | 388.546 | 0 | 675.9443 | 675.9497 | 77903.59 | 60.1912 | 78217.87 | 69919.25 | 67508.25 | 0 | 0 | 66983.33 | 698.3621 | 0 | 0 | 0 | 0 | 66983.33 | 698.3621 | 65258.773 | 64932.4805
6829 | 2021-10-12 12:00 | 731.8166 |  | 379.5167 | 25.7265 | 3.5708 | 0.2 | 65.1563 | 331.1684 | 24.0533 | 0 |  | 731.8166 | 353.7635 | 381.4815 | 0.16933 | 353.7635 | 381.4815 | 0.15002 | 352.0403 | 362.7994 | 0 | 700.5429 | 700.5474 | 80741.26 | 61.5782 | 81085.83 | 72132.85 | 70117.766 | 0 | 0 | 69538.91 | 692.3617 | 0 | 0 | 0 | 0 | 69538.91 | 692.3617 | 67718.984 | 67380.3906
6830 | 2021-10-12 13:00 | 664.2833 |  | 314.3 | 26.095 | 3.8275 | 0.2 | 56.4439 | 306.0523 | 32.8164 | 0 |  | 664.2833 | 352.226 | 317.3004 | 0.15371 | 352.226 | 317.3004 | 0.13618 | 348.8386 | 301.7648 | 0 | 637.5913 | 637.5848 | 73482.63 | 58.3456 | 73740.38 | 66331.22 | 63985.348 | 0 | 0 | 63514.88 | 702.4406 | 0 | 0 | 0 | 0 | 63514.88 | 702.4406 | 61916.28 | 61606.6992
6831 | 2021-10-12 14:00 | 534.8333 |  | 313.9833 | 26.1056 | 3.2258 | 0.2 | 44.9828 | 290.9217 | 44.3965 | 0 |  | 534.8333 | 222.8634 | 315.9009 | 0.12375 | 222.8634 | 315.9009 | 0.10964 | 218.3854 | 300.4332 | 0 | 508.4423 | 508.3924 | 58593.754 | 52.5351 | 58610.395 | 53752.715 | 52074.766 | 0 | 0 | 51770.938 | 714.1215 | 0 | 0 | 0 | 0 | 51770.938 | 714.1215 | 50445.56 | 50193.3281
6832 | 2021-10-12 15:00 | 381.6833 |  | 221.65 | 25.6749 | 3.6483 | 0.2 | 32.4619 | 280.5731 | 57.0132 | 0 |  | 381.6833 | 162.1229 | 223.1398 | 0.088316 | 162.1229 | 223.1398 | 0.078244 | 155.3211 | 212.2148 | 0 | 360.1852 | 360.1154 | 41504.344 | 44.0395 | 41197.105 | 38830.98 | 37690.19 | 0 | 0 | 37538.543 | 731.9191 | 0 | 0 | 0 | 0 | 37538.543 | 731.9191 | 36547.605 | 36364.8672
6833 | 2021-10-12 16:00 | 191 |  | 128.1333 | 24.7838 | 3.4033 | 0.2 | 19.5417 | 272.3524 | 70.0123 | 0 |  | 191 | 64.1809 | 128.5743 | 0.044195 | 64.1809 | 128.5743 | 0.039155 | 57.9926 | 122.2789 | 0 | 176.666 | 176.6599 | 20360.824 | 33.8938 | 19702.223 | 19161.656 | 18313.797 | 0 | 0 | 18279.504 | 751.7673 | 0 | 0 | 0 | 0 | 18279.504 | 751.7673 | 17372.857 | 17285.9922
6834 | 2021-10-12 17:00 | 28.1333 |  | 28.1167 | 23.7029 | 2.9429 | 0.2 | 6.5433 | 264.9223 | 83.0826 | 0 |  | 28.1333 | 0.017595 | 27.9382 | 0.0065097 | 0.017595 | 27.9382 | 0.0057673 | 0.011165 | 26.5694 | 0 | 26.049 | 26.049 | 3002.2246 | 25.0746 | 2418.189 | 2417.5847 | 2349.8416 | 0 | 0 | 2349.2097 | 707.4479 | 0 | 0 | 0 | 0 | 2349.2097 | 707.4479 | 1978.9175 | 1969.0229
6835 | 2021-10-12 18:00 | 0 |  | 0 | 23.189 | 2.2404 | 0.2
6836 | 2021-10-12 19:00 | 0 |  | 0 | 22.7046 | 2.2258 | 0.2
6837 | 2021-10-12 20:00 | 0 |  | 0 | 22.2068 | 1.9033 | 0.2
6838 | 2021-10-12 21:00 | 0 |  | 0 | 21.7092 | 1.5154 | 0.2
6839 | 2021-10-12 22:00 | 0 |  | 0 | 21.2114 | 1.1663 | 0.2
6840 | 2021-10-12 23:00 | 0 |  | 0 | 20.7496 | 0.71375 | 0.2
6841 | 2021-10-13 | 0 |  | 0 | 20.5095 | 0.83708 | 0.2
6842 | 2021-10-13 01:00 | 0 |  | 0 | 20.3144 | 0.72583 | 0.2
6843 | 2021-10-13 02:00 | 0 |  | 0 | 20.1937 | 0.65167 | 0.2
6844 | 2021-10-13 03:00 | 0 |  | 0 | 20.09 | 0.37583 | 0.2
6845 | 2021-10-13 04:00 | 0 |  | 0 | 20.0217 | 0.43792 | 0.2
6846 | 2021-10-13 05:00 | 2.1167 |  | 2.1167 | 20.0684 | 0.22667 | 0.2 | 1.1572 | 98.3594 | 88.3052 | 0 |  | 2.1167 | 0 | 2.215 | 0.00048977 | 0 | 2.215 | 0.00043391 | 0 | 2.1065 | 0 | 2.0644 | 2.0642 | 237.9012 | 20.1914 | 37.316 | 37.1372 | 37.0267 | 0 | 0 | 37.0252 | 226.0908 | 0 | 0 | 0 | 37.0252 | 0 | 650 | 0 | 0
6847 | 2021-10-13 06:00 | 49.8333 |  | 49.5833 | 20.4111 | 0.11292 | 0.2 | 14.1311 | 91.0286 | 76.3457 | 0 |  | 49.8333 | 0.2415 | 49.2798 | 0.011531 | 0.2415 | 49.2798 | 0.010216 | 0.20238 | 46.8654 | 0 | 46.1264 | 46.1266 | 5316.1597 | 23.1739 | 4650.737 | 4677.161 | 4492.899 | 0 | 0 | 4490.7803 | 738.5879 | 0 | 0 | 0 | 0 | 4490.7803 | 738.5879 | 3872.4812 | 3853.118896484375
6848 | 2021-10-13 07:00 | 70.9167 |  | 70.9167 | 20.7591 | 0.14833 | 0.2 | 27.1326 | 83.3123 | 63.2794 | 0 |  | 70.9167 | 0 | 70.4931 | 0.016409 | 0 | 70.4931 | 0.014538 | 0 | 67.0394 | 0 | 65.6987 | 65.6984 | 7571.9 | 24.6878 | 6866.6104 | 6873.209 | 6600.321 | 0 | 0 | 6595.88 | 746.6572 | 0 | 0 | 0 | 0 | 6595.88 | 746.6572 | 5817.044 | 5787.9585
6849 | 2021-10-13 08:00 | 151.05 |  | 150.2667 | 21.2605 | 0.46042 | 0.2 | 39.903 | 74.149 | 50.4342 | 0 |  | 151.05 | 0.77751 | 149.4018 | 0.034951 | 0.77751 | 149.4018 | 0.030965 | 0.75533 | 142.0819 | 0 | 139.9804 | 139.9808 | 16133.301 | 29.5133 | 15430.269 | 15214.544 | 14580.488 | 0 | 0 | 14559.169 | 756.3858 | 0 | 0 | 0 | 0 | 14559.169 | 756.3858 | 13710.519 | 13641.9658
6850 | 2021-10-13 09:00 | 269.35 |  | 261.2333 | 21.9357 | 0.575 | 0.2 | 51.9826 | 61.5904 | 38.2515 | 0 |  | 269.35 | 8.0898 | 259.905 | 0.062324 | 8.0898 | 259.905 | 0.055216 | 7.9791 | 247.1712 | 0 | 250.0473 | 250.0496 | 28817.35 | 36.6012 | 28282.12 | 27286.246 | 26379.955 | 0 | 0 | 26309.42 | 750.0168 | 0 | 0 | 0 | 0 | 26309.42 | 750.0168 | 25444.54 | 25317.3164
6851 | 2021-10-13 10:00 | 286.15 |  | 278.8667 | 22.4747 | 0.54917 | 0.2 | 62.2625 | 41.5293 | 27.7792 | 0 |  | 286.15 | 7.2802 | 277.58 | 0.066211 | 7.2802 | 277.58 | 0.05866 | 7.2328 | 263.9806 | 0 | 265.7891 | 265.789 | 30632.89 | 38.0816 | 30128.105 | 28934.469 | 27661.234 | 0 | 0 | 27583.467 | 748.767 | 0 | 0 | 0 | 0 | 27583.467 | 748.767 | 26704.256 | 26570.7344
6852 | 2021-10-13 11:00 | 279.05 |  | 271.25 | 22.8319 | 0.80958 | 0.2 | 67.9211 | 8.3222 | 21.6751 | 0 |  | 279.05 | 7.8149 | 270.0747 | 0.064568 | 7.8149 | 270.0747 | 0.057205 | 7.7848 | 256.8434 | 0 | 259.3356 | 259.3351 | 29889.326 | 37.8805 | 29371.973 | 28224.049 | 27204.889 | 0 | 0 | 27129.078 | 745.7844 | 0 | 0 | 0 | 0 | 27129.078 | 745.7844 | 26254.686 | 26123.4121
6853 | 2021-10-13 12:00 | 237.6 |  | 235.4333 | 23.0148 | 1.1121 | 0.2 | 65.469 | 330.657 | 23.7393 | 0 |  | 237.6 | 2.1755 | 234.3976 | 0.054977 | 2.1755 | 234.3976 | 0.048708 | 2.1652 | 222.9144 | 0 | 220.578 | 220.5754 | 25421.816 | 35.6393 | 24832.738 | 24026.678 | 23105.078 | 0 | 0 | 23051.041 | 750.8084 | 0 | 0 | 0 | 0 | 23051.041 | 750.8084 | 22164.666 | 22053.8418
6854 | 2021-10-13 13:00 | 351.75 |  | 330.3667 | 23.2249 | 0.96292 | 0.2 | 56.6643 | 305.4938 | 32.6 | 0 |  | 351.75 | 21.5181 | 329.1703 | 0.08139 | 21.5181 | 329.1703 | 0.072108 | 21.3143 | 313.0453 | 0 | 327.6724 | 327.6558 | 37763.344 | 42.1058 | 37385.875 | 35455.047 | 34120.645 | 0 | 0 | 34000.01 | 741.9224 | 0 | 0 | 0 | 0 | 34000.01 | 741.9224 | 33052.906 | 32887.6445
6855 | 2021-10-13 14:00 | 221.3833 |  | 216.9 | 23.2973 | 1.05 | 0.2 | 45.1479 | 290.4396 | 44.2366 | 0 |  | 221.3833 | 4.5236 | 215.9469 | 0.051225 | 4.5236 | 215.9469 | 0.045383 | 4.4336 | 205.368 | 0 | 205.6055 | 205.6049 | 23696.42 | 35.0983 | 23081.791 | 22369.262 | 21691.35 | 0 | 0 | 21643.438 | 747.2168 | 0 | 0 | 0 | 0 | 21643.438 | 747.2168 | 20740.02 | 20636.3184
6856 | 2021-10-13 15:00 | 218.8667 |  | 207.65 | 23.2486 | 0.95 | 0.2 | 32.6 | 280.1553 | 56.8802 | 0 |  | 218.8667 | 11.3609 | 206.8459 | 0.050643 | 11.3609 | 206.8459 | 0.044867 | 10.888 | 196.7136 | 0 | 203.4496 | 203.4611 | 23449.24 | 34.9797 | 22831.22 | 22133.541 | 21103.666 | 0 | 0 | 21058.73 | 752.3403 | 0 | 0 | 0 | 0 | 21058.73 | 752.3403 | 20150.955 | 20050.2012
6857 | 2021-10-13 16:00 | 129.5333 |  | 124.1167 | 23.0484 | 1.0258 | 0.2 | 19.67 | 271.9747 | 69.8888 | 0 |  | 129.5333 | 5.5279 | 123.6184 | 0.029972 | 5.5279 | 123.6184 | 0.026554 | 4.9997 | 117.5632 | 0 | 120.1116 | 120.1148 | 13843.166 | 29.9501 | 13124.798 | 12922.621 | 12445.231 | 0 | 0 | 12429.249 | 747.6862 | 0 | 0 | 0 | 0 | 12429.249 | 747.6862 | 11636.775 | 11578.5908
6858 | 2021-10-13 17:00 | 21.6167 |  | 21.6167 | 22.5994 | 0.71542 | 0.2 | 6.6739 | 264.565 | 82.9568 | 0 |  | 21.6167 | 0 | 21.4466 | 0.0050018 | 0 | 21.4466 | 0.0044314 | 0 | 20.3956 | 0 | 19.9877 | 19.988 | 2303.6997 | 23.7642 | 1758.4269 | 1764.5748 | 1699.5092 | 0 | 0 | 1699.1636 | 692.8904 | 0 | 0 | 0 | 0 | 1699.1636 | 692.8904 | 1421.049 | 1413.9437255859375
6859 | 2021-10-13 18:00 | 0 |  | 0 | 21.9556 | 0.49917 | 0.2
6860 | 2021-10-13 19:00 | 0 |  | 0 | 20.8403 | 0.82333 | 0.2
6861 | 2021-10-13 20:00 | 0 |  | 0 | 21.3426 | 0.88542 | 0.2
6862 | 2021-10-13 21:00 | 0 |  | 0 | 21.11 | 1.1896 | 0.2
6863 | 2021-10-13 22:00 | 0 |  | 0 | 20.3991 | 0.49042 | 0.2
6864 | 2021-10-13 23:00 | 0 |  | 0 | 20.3874 | 0.62417 | 0.2
6865 | 2021-10-14 | 0 |  | 0 | 20.1958 | 0.55 | 0.2
6866 | 2021-10-14 01:00 | 0 |  | 0 | 19.8735 | 0.73458 | 0.2
6867 | 2021-10-14 02:00 | 0 |  | 0 | 19.6599 | 1.1596 | 0.2
6868 | 2021-10-14 03:00 | 0 |  | 0 | 19.3614 | 1.3742 | 0.2
6869 | 2021-10-14 04:00 | 0 |  | 0 | 18.7708 | 1.4483 | 0.2
6870 | 2021-10-14 05:00 | 2.1667 |  | 2.1667 | 19.122 | 1.6638 | 0.2 | 1.3938 | 98.6531 | 88.1821 | 0 |  | 2.1667 | 0 | 2.2642 | 0.00050134 | 0 | 2.2642 | 0.00044416 | 0 | 2.1534 | 0 | 2.1103 | 2.1105 | 243.2424 | 19.2398 | 39.0259 | 38.8018 | 38.6702 | 0 | 0 | 38.6686 | 230.9105 | 0 | 0 | 0 | 38.6686 | 0 | 650 | 0 | 0
6871 | 2021-10-14 06:00 | 63.25 |  | 56.7833 | 19.752 | 1.1663 | 0.2 | 14.3619 | 91.3362 | 76.1187 | 0 |  | 63.25 | 6.2487 | 57.0428 | 0.014635 | 6.2487 | 57.0428 | 0.012966 | 5.2576 | 54.2491 | 0 | 58.3166 | 58.3166 | 6721.217 | 23.0815 | 6027.749 | 6063.8364 | 5781.9453 | 0 | 0 | 5778.5005 | 746.2451 | 0 | 0 | 0 | 0 | 5778.5005 | 746.2451 | 5052.1973 | 5026.936
6872 | 2021-10-14 07:00 | 141.6167 |  | 141.2667 | 20.4847 | 0.98625 | 0.2 | 27.3666 | 83.6447 | 63.0497 | 0 |  | 141.6167 | 0.34485 | 140.3722 | 0.032768 | 0.34485 | 140.3722 | 0.029031 | 0.32402 | 133.4942 | 0 | 131.1419 | 131.1453 | 15114.948 | 28.0338 | 14404.144 | 14268.769 | 13683.2 | 0 | 0 | 13664.655 | 757.7354 | 0 | 0 | 0 | 0 | 13664.655 | 757.7354 | 12839.592 | 12775.3936
6873 | 2021-10-14 08:00 | 246.8667 |  | 234.4833 | 21.2066 | 1.3475 | 0.2 | 40.1519 | 74.5184 | 50.1905 | 0 |  | 246.8667 | 12.2905 | 233.1554 | 0.057121 | 12.2905 | 233.1554 | 0.050607 | 11.9448 | 221.7315 | 0 | 229.0028 | 229.0106 | 26394.51 | 34.1743 | 25820.395 | 25099.725 | 24230.996 | 0 | 0 | 24171.436 | 752.8733 | 0 | 0 | 0 | 0 | 24171.436 | 752.8733 | 23305.238 | 23188.7129
6874 | 2021-10-14 09:00 | 281.5833 |  | 253.15 | 21.7845 | 1.4387 | 0.2 | 52.2639 | 61.9985 | 37.9769 | 0 |  | 281.5833 | 28.3372 | 254.7133 | 0.065154 | 28.3372 | 254.7133 | 0.057724 | 27.9564 | 242.2351 | 0 | 264.7876 | 264.7898 | 30518.285 | 36.716 | 30011.613 | 28945.6 | 27926.973 | 0 | 0 | 27847.691 | 749.1327 | 0 | 0 | 0 | 0 | 27847.691 | 749.1327 | 26965.828 | 26830.998
6875 | 2021-10-14 10:00 | 332.1 |  | 317.9667 | 22.3283 | 1.1275 | 0.2 | 62.5987 | 41.8963 | 27.452 | 0 |  | 332.1 | 14.1263 | 316.5503 | 0.076843 | 14.1263 | 316.5503 | 0.06808 | 14.0366 | 301.0418 | 0 | 308.7768 | 308.7768 | 35587.832 | 39.9885 | 35170.457 | 33579.33 | 32219.254 | 0 | 0 | 32113.057 | 746.7162 | 0 | 0 | 0 | 0 | 32113.057 | 746.7162 | 31193.307 | 31037.3398
6876 | 2021-10-14 11:00 | 480.3 |  | 408.65 | 22.994 | 0.98625 | 0.2 | 68.2976 | 8.2943 | 21.3023 | 0 |  | 480.3 | 71.7816 | 413.1947 | 0.11113 | 71.7816 | 413.1947 | 0.098461 | 71.5148 | 392.9552 | 0 | 455.1806 | 455.1586 | 52458.63 | 49.1944 | 52360.926 | 48553.824 | 46909.43 | 0 | 0 | 46673.906 | 726.9614 | 0 | 0 | 0 | 0 | 46673.906 | 726.9614 | 45465.695 | 45238.3672
6877 | 2021-10-14 12:00 | 506.95 |  | 415.2333 | 23.4775 | 1.3475 | 0.2 | 65.7792 | 330.1403 | 23.4277 | 0 |  | 506.95 | 92.0816 | 420.1737 | 0.1173 | 92.0816 | 420.1737 | 0.10392 | 91.6572 | 399.5933 | 0 | 481.4256 | 481.3943 | 55481.68 | 50.7362 | 55441.176 | 51154.31 | 49471.86 | 0 | 0 | 49203.59 | 720.417 | 0 | 0 | 0 | 0 | 49203.59 | 720.417 | 47936.863 | 47697.1797
6878 | 2021-10-14 13:00 | 373.4167 |  | 328.8333 | 23.7318 | 1.5112 | 0.2 | 56.8824 | 304.9341 | 32.386 | 0 |  | 373.4167 | 44.8597 | 332.0012 | 0.086403 | 44.8597 | 332.0012 | 0.07655 | 44.4412 | 315.7392 | 0 | 352.9768 | 352.9393 | 40677.598 | 43.5685 | 40354.59 | 38096.33 | 36598.387 | 0 | 0 | 36457.57 | 735.1085 | 0 | 0 | 0 | 0 | 36457.57 | 735.1085 | 35479.277 | 35301.8828
6879 | 2021-10-14 14:00 | 322.6 |  | 273.7333 | 23.7876 | 1.65 | 0.2 | 45.3118 | 289.9586 | 44.0779 | 0 |  | 322.6 | 49.2991 | 276.1923 | 0.074645 | 49.2991 | 276.1923 | 0.066132 | 48.3273 | 262.6639 | 0 | 304.7714 | 304.7362 | 35122.266 | 40.8073 | 34696.484 | 33038.508 | 31431.303 | 0 | 0 | 31330.738 | 749.6669 | 0 | 0 | 0 | 0 | 31330.738 | 749.6669 | 30423.2 | 30271.084
6880 | 2021-10-14 15:00 | 198.7833 |  | 191.3 | 23.5836 | 1.5742 | 0.2 | 32.7377 | 279.7394 | 56.7475 | 0 |  | 198.7833 | 7.5781 | 190.5002 | 0.045996 | 7.5781 | 190.5002 | 0.04075 | 7.2651 | 181.1684 | 0 | 184.6648 | 184.6598 | 21282.463 | 33.9326 | 20634.873 | 20068.844 | 19410.445 | 0 | 0 | 19372.021 | 750.5471 | 0 | 0 | 0 | 0 | 19372.021 | 750.5471 | 18460.627 | 18368.3242
6881 | 2021-10-14 16:00 | 99.7667 |  | 96.0833 | 23.2082 | 1.8483 | 0.2 | 19.7987 | 271.5993 | 69.7649 | 0 |  | 99.7667 | 3.7576 | 95.5941 | 0.023085 | 3.7576 | 95.5941 | 0.020452 | 3.4018 | 90.9111 | 0 | 92.4266 | 92.4213 | 10652.158 | 28.3237 | 9927.565 | 9823.894 | 9500.952 | 0 | 0 | 9491.615 | 745.8334 | 0 | 0 | 0 | 0 | 9491.615 | 745.8334 | 8626.796 | 8583.6621
6882 | 2021-10-14 17:00 | 32.6833 |  | 32.65 | 22.7836 | 2.0088 | 0.2 | 6.8053 | 264.2102 | 82.83 | 0 |  | 32.6833 | 0.035083 | 32.4673 | 0.0075625 | 0.035083 | 32.4673 | 0.0067 | 0.022773 | 30.8768 | 0 | 30.2816 | 30.281 | 3490.0015 | 24.4474 | 2883.8167 | 2888.6091 | 2779.5776 | 0 | 0 | 2778.7104 | 714.0524 | 0 | 0 | 0 | 0 | 2778.7104 | 714.0524 | 2351.832 | 2340.072998046875
6883 | 2021-10-14 18:00 | 0 |  | 0 | 22.2987 | 2.6233 | 0.2
6884 | 2021-10-14 19:00 | 0 |  | 0 | 21.8189 | 2.4008 | 0.2
6885 | 2021-10-14 20:00 | 0 |  | 0 | 21.3417 | 2.5612 | 0.2
6886 | 2021-10-14 21:00 | 0 |  | 0 | 20.8645 | 2.5396 | 0.2
6887 | 2021-10-14 22:00 | 0 |  | 0 | 20.3873 | 2.2008 | 0.2
6888 | 2021-10-14 23:00 | 0 |  | 0 | 19.8606 | 2.325 | 0.2
6889 | 2021-10-15 | 0 |  | 0 | 19.1382 | 2.1992 | 0.2
6890 | 2021-10-15 01:00 | 0 |  | 0 | 19.0256 | 2.5596 | 0.2
6891 | 2021-10-15 02:00 | 0 |  | 0 | 18.8417 | 2.75 | 0.2
6892 | 2021-10-15 03:00 | 0 |  | 0 | 18.6334 | 2.6983 | 0.2
6893 | 2021-10-15 04:00 | 0 |  | 0 | 18.4994 | 3.1225 | 0.2
6894 | 2021-10-15 05:00 | 2.1167 |  | 2.1167 | 18.568 | 3.1758 | 0.2 | 1.6274 | 98.9464 | 88.0606 | 0 |  | 2.1167 | 0 | 2.2099 | 0.00048977 | 0 | 2.2099 | 0.00043391 | 0 | 2.1017 | 0 | 2.0597 | 2.0592 | 237.3309 | 18.6753 | 37.1617 | 36.9272 | 36.7895 | 0 | 0 | 36.7879 | 225.2311 | 0 | 0 | 0 | 36.7879 | 0 | 650 | 0 | 0
6895 | 2021-10-15 06:00 | 74.2667 |  | 63.9667 | 19.0668 | 3.0742 | 0.2 | 14.5892 | 91.6439 | 75.895 | 0 |  | 74.2667 | 9.9556 | 64.2809 | 0.017184 | 9.9556 | 64.2809 | 0.015225 | 8.4088 | 61.1325 | 0 | 68.1505 | 68.152 | 7854.7534 | 22.6343 | 7146.342 | 7198.7065 | 6891.403 | 0 | 0 | 6886.635 | 754.8442 | 0 | 0 | 0 | 0 | 6886.635 | 754.8442 | 6092.1123 | 6061.6519
6896 | 2021-10-15 07:00 | 190.7 |  | 175.1833 | 19.862 | 3.3 | 0.2 | 27.5967 | 83.9779 | 62.8238 | 0 |  | 190.7 | 15.2878 | 176.3762 | 0.044125 | 15.2878 | 176.3762 | 0.039093 | 14.3774 | 167.7354 | 0 | 178.4706 | 178.4682 | 20568.818 | 29.1086 | 19912.287 | 19661.086 | 18862.398 | 0 | 0 | 18827.424 | 763.5208 | 0 | 0 | 0 | 0 | 18827.424 | 763.5208 | 17917.7 | 17828.1113
6897 | 2021-10-15 08:00 | 321.2 |  | 270.5667 | 20.9168 | 3.0758 | 0.2 | 40.3967 | 74.8901 | 49.9509 | 0 |  | 321.2 | 50.2509 | 272.8375 | 0.074321 | 50.2509 | 272.8375 | 0.065845 | 48.857 | 259.4711 | 0 | 302.1615 | 302.1589 | 34824.617 | 36.7325 | 34393.39 | 33178.215 | 32113.453 | 0 | 0 | 32009.621 | 753.4924 | 0 | 0 | 0 | 0 | 32009.621 | 753.4924 | 31091.457 | 30936
6898 | 2021-10-15 09:00 | 411.7333 |  | 357.9833 | 21.8422 | 3.295 | 0.2 | 52.5408 | 62.4118 | 37.7069 | 0 |  | 411.7333 | 53.5647 | 361.5989 | 0.095269 | 53.5647 | 361.5989 | 0.084405 | 52.8572 | 343.8847 | 0 | 388.8071 | 388.8059 | 44811.824 | 41.9913 | 44567.508 | 42297.332 | 40677.285 | 0 | 0 | 40506.83 | 741.692 | 0 | 0 | 0 | 0 | 40506.83 | 741.692 | 39444.266 | 39247.0469
6899 | 2021-10-15 10:00 | 473.7333 |  | 394.9833 | 22.5769 | 4.0708 | 0.2 | 62.9309 | 42.2734 | 27.1288 | 0 |  | 473.7333 | 78.705 | 399.1805 | 0.10962 | 78.705 | 399.1805 | 0.097114 | 78.2184 | 379.6263 | 0 | 448.6878 | 448.6698 | 51708.965 | 45.0218 | 51597.023 | 48502.79 | 46242.46 | 0 | 0 | 46018.21 | 739.9022 | 0 | 0 | 0 | 0 | 46018.21 | 739.9022 | 44825.28 | 44601.1562
6900 | 2021-10-15 11:00 | 508.8167 |  | 306.7 | 23.1539 | 4.055 | 0.2 | 68.6718 | 8.2712 | 20.932 | 0 |  | 508.8167 | 202.4722 | 308.1426 | 0.11773 | 202.4722 | 308.1426 | 0.10431 | 201.747 | 293.0499 | 0 | 484.901 | 484.8801 | 55882.863 | 47.4278 | 55849.86 | 52100.76 | 50367.99 | 0 | 0 | 50098.113 | 731.2935 | 0 | 0 | 0 | 0 | 50098.113 | 731.2935 | 48810.867 | 48566.8125
6901 | 2021-10-15 12:00 | 524.1 |  | 425.3167 | 23.7249 | 3.1067 | 0.2 | 66.087 | 329.6184 | 23.1187 | 0 |  | 524.1 | 99.1678 | 426.3127 | 0.12127 | 99.1678 | 426.3127 | 0.10744 | 98.7233 | 405.433 | 0 | 494.0731 | 494.0384 | 56939.656 | 49.5478 | 56926.164 | 52733.617 | 50582.33 | 0 | 0 | 50305.04 | 725.3405 | 0 | 0 | 0 | 0 | 50305.04 | 725.3405 | 49013.06 | 48767.9922
6902 | 2021-10-15 13:00 | 502.2667 |  | 375.0333 | 24.1183 | 2.7725 | 0.2 | 57.0984 | 304.3734 | 32.1742 | 0 |  | 502.2667 | 128.0091 | 376.0533 | 0.11622 | 128.0091 | 376.0533 | 0.10296 | 126.8326 | 357.6366 | 0 | 474.7798 | 474.7129 | 54713.137 | 49.3112 | 54658.168 | 50670.695 | 48777.184 | 0 | 0 | 48521.453 | 726.844 | 0 | 0 | 0 | 0 | 48521.453 | 726.844 | 47270.434 | 47034.082
6903 | 2021-10-15 14:00 | 373.3167 |  | 333.1167 | 24.2004 | 3.3983 | 0.2 | 45.4745 | 289.4791 | 43.9204 | 0 |  | 373.3167 | 40.5505 | 337.0923 | 0.08638 | 40.5505 | 337.0923 | 0.076529 | 39.7587 | 320.5821 | 0 | 353.1339 | 353.0885 | 40694.375 | 42.4127 | 40371.637 | 38257.12 | 37036.996 | 0 | 0 | 36894.125 | 739.2445 | 0 | 0 | 0 | 0 | 36894.125 | 739.2445 | 35910.82 | 35731.2656
6904 | 2021-10-15 15:00 | 272.85 |  | 235.1833 | 23.9763 | 3.15 | 0.2 | 32.8752 | 279.3257 | 56.6151 | 0 |  | 272.85 | 38.1365 | 237.5897 | 0.063134 | 38.1365 | 237.5897 | 0.055934 | 36.5737 | 225.9524 | 0 | 257.2756 | 257.2707 | 29650.865 | 37.3971 | 29129.512 | 28033.984 | 27086.775 | 0 | 0 | 27011.883 | 747.8428 | 0 | 0 | 0 | 0 | 27011.883 | 747.8428 | 26138.787 | 26008.0938
6905 | 2021-10-15 16:00 | 126.4167 |  | 119.7667 | 23.4395 | 3.6313 | 0.2 | 19.9277 | 271.2263 | 69.6406 | 0 |  | 126.4167 | 6.7817 | 119.2551 | 0.029251 | 6.7817 | 119.2551 | 0.025915 | 6.1452 | 113.4135 | 0 | 117.1675 | 117.1704 | 13504.163 | 29.4194 | 12784.255 | 12608.049 | 12193.542 | 0 | 0 | 12178.2295 | 747.0823 | 0 | 0 | 0 | 0 | 12178.2295 | 747.0823 | 11373.294 | 11316.4268
6906 | 2021-10-15 17:00 | 34.7333 |  | 34.6167 | 22.905 | 4.3838 | 0.2 | 6.9377 | 263.8582 | 82.7024 | 0 |  | 34.7333 | 0.1226 | 34.4322 | 0.0080368 | 0.1226 | 34.4322 | 0.0071203 | 0.080437 | 32.7455 | 0 | 32.1694 | 32.1673 | 3707.4456 | 24.4915 | 3092.4106 | 3097.163 | 2986.257 | 0 | 0 | 2985.262 | 718.4452 | 0 | 0 | 0 | 0 | 2985.262 | 718.4452 | 2532.394 | 2519.7319
6907 | 2021-10-15 18:00 | 0 |  | 0 | 22.2786 | 4.3429 | 0.2
6908 | 2021-10-15 19:00 | 0 |  | 0 | 21.5067 | 3.3679 | 0.2
6909 | 2021-10-15 20:00 | 0 |  | 0 | 20.7122 | 3.1275 | 0.2
6910 | 2021-10-15 21:00 | 0 |  | 0 | 19.9176 | 2.5929 | 0.2
6911 | 2021-10-15 22:00 | 0 |  | 0 | 19.1231 | 2.075 | 0.2
6912 | 2021-10-15 23:00 | 0 |  | 0 | 18.3324 | 2.4733 | 0.2
6913 | 2021-10-16 | 0 |  | 0 | 17.5581 | 2.2783 | 0.2
6914 | 2021-10-16 01:00 | 0 |  | 0 | 16.7841 | 1.9612 | 0.2
6915 | 2021-10-16 02:00 | 0 |  | 0 | 16.2874 | 2.4121 | 0.2
6916 | 2021-10-16 03:00 | 0 |  | 0 | 15.8553 | 1.9783 | 0.2
6917 | 2021-10-16 04:00 | 0 |  | 0 | 15.5602 | 1.9579 | 0.2
6918 | 2021-10-16 05:00 | 5.2 |  | 5.2 | 15.6704 | 2.99 | 0.2 | 1.8578 | 99.2392 | 87.9408 | 0 |  | 5.2 | 0 | 5.3411 | 0.0012032 | 0 | 5.3411 | 0.001066 | 0 | 5.0795 | 0 | 4.9779 | 4.9776 | 573.6789 | 15.932 | 213.9096 | 212.2668 | 210.4368 | 0 | 0 | 210.4286 | 558.7234 | 0 | 0 | 0 | 20.6119 | 189.8168 | 649.9996 | 156.0802 | 155.2997589111328
6919 | 2021-10-16 06:00 | 141.05 |  | 108.4667 | 16.6778 | 4.045 | 0.2 | 14.8131 | 91.9516 | 75.6747 | 0 |  | 141.05 | 31.5024 | 107.7003 | 0.032637 | 31.5024 | 107.7003 | 0.028915 | 26.7053 | 102.4199 | 0 | 126.5427 | 126.5472 | 14584.722 | 23.0159 | 13871.234 | 13953.506 | 13281.276 | 0 | 0 | 13264.405 | 770.8312 | 0 | 0 | 0 | 0 | 13264.405 | 770.8312 | 12451.106 | 12388.8516
6920 | 2021-10-16 07:00 | 336.3833 |  | 178.5333 | 18.0604 | 4.055 | 0.2 | 27.823 | 84.3119 | 62.6017 | 0 |  | 336.3833 | 155.5186 | 178.2012 | 0.077834 | 155.5186 | 178.2012 | 0.068958 | 146.3848 | 169.4668 | 0 | 309.5345 | 309.5633 | 35676.863 | 33.5576 | 35261.348 | 34352.055 | 32990.637 | 0 | 0 | 32883.22 | 759.6863 | 0 | 0 | 0 | 0 | 32883.22 | 759.6863 | 31951.947 | 31792.1875
6921 | 2021-10-16 08:00 | 469.6667 |  | 300.9333 | 19.344 | 3.155 | 0.2 | 40.6371 | 75.2639 | 49.7157 | 0 |  | 469.6667 | 167.4495 | 300.7576 | 0.10867 | 167.4495 | 300.7576 | 0.096281 | 162.8676 | 286.0192 | 0 | 439.9091 | 439.9631 | 50705.332 | 42.2899 | 50574.15 | 47959.844 | 46160.54 | 0 | 0 | 45943.51 | 744.7753 | 0 | 0 | 0 | 0 | 45943.51 | 744.7753 | 44752.324 | 44528.5625
6922 | 2021-10-16 09:00 | 608.05 |  | 361 | 20.5568 | 3.0242 | 0.2 | 52.8131 | 62.8302 | 37.4415 | 0 |  | 608.05 | 246.1818 | 361.3853 | 0.14069 | 246.1818 | 361.3853 | 0.12465 | 242.9857 | 343.679 | 0 | 574.9314 | 574.9272 | 66262.05 | 50.7206 | 66412.52 | 61302.47 | 59159.35 | 0 | 0 | 58783.496 | 722.8532 | 0 | 0 | 0 | 0 | 58783.496 | 722.8532 | 57301.67 | 57015.1641
6923 | 2021-10-16 10:00 | 739.8 |  | 371.9667 | 21.7203 | 3.2708 | 0.2 | 63.2591 | 42.6608 | 26.8099 | 0 |  | 739.8 | 367.5971 | 373.7559 | 0.17118 | 367.5971 | 373.7559 | 0.15166 | 365.3828 | 355.4471 | 0 | 706.4133 | 706.4158 | 81417.805 | 58.3691 | 81769.03 | 73555.61 | 70034.31 | 0 | 0 | 69445.98 | 685.9861 | 0 | 0 | 0 | 0 | 69445.98 | 685.9861 | 67629.555 | 67291.4062
6924 | 2021-10-16 11:00 | 858.3333 |  | 323.3167 | 22.7653 | 3.7758 | 0.2 | 69.0436 | 8.2534 | 20.5642 | 0 |  | 858.3333 | 535.9168 | 325.8568 | 0.19861 | 535.9168 | 325.8568 | 0.17596 | 534.067 | 309.8978 | 0 | 827.0855 | 827.0978 | 95325.97 | 64.7004 | 95752.21 | 84245.055 | 81056.125 | 0 | 0 | 80265.01 | 682.73 | 0 | 0 | 0 | 0 | 80265.01 | 682.73 | 78021.12 | 77631.0078
6925 | 2021-10-16 12:00 | 794.5666 |  | 340 | 23.3767 | 3.1775 | 0.2 | 66.3923 | 329.0915 | 22.8123 | 0 |  | 794.5666 | 456.297 | 342.912 | 0.18385 | 456.297 | 342.912 | 0.16288 | 454.3076 | 326.1202 | 0 | 764.8192 | 764.7402 | 88139.2 | 63.2202 | 88542.19 | 78315.664 | 75901.86 | 0 | 0 | 75219.45 | 686.9489 | 0 | 0 | 0 | 0 | 75219.45 | 686.9489 | 73179.766 | 72813.8672
6926 | 2021-10-16 13:00 | 758.8166 |  | 279.6333 | 23.8506 | 3.2758 | 0.2 | 57.3123 | 303.8121 | 31.9647 | 0 |  | 758.8166 | 482.0562 | 282.5541 | 0.17558 | 482.0562 | 282.5541 | 0.15556 | 477.6913 | 268.7198 | 0 | 731.4829 | 731.4008 | 84295.05 | 61.787 | 84670.15 | 75260.5 | 72665.83 | 0 | 0 | 72045.25 | 693.9659 | 0 | 0 | 0 | 0 | 72045.25 | 693.9659 | 70129.69 | 69779.0391
6927 | 2021-10-16 14:00 | 629.5666 |  | 228.8167 | 23.9981 | 2.95 | 0.2 | 45.6361 | 289.0012 | 43.7641 | 0 |  | 629.5666 | 404.191 | 231.454 | 0.14567 | 404.191 | 231.454 | 0.12906 | 396.3727 | 220.1229 | 0 | 604.1657 | 603.9425 | 69606.71 | 55.7913 | 69807.86 | 63336.938 | 61157.03 | 0 | 0 | 60730.984 | 707.16 | 0 | 0 | 0 | 0 | 60730.984 | 707.16 | 59206.695 | 58910.6602
6928 | 2021-10-16 15:00 | 501.7833 |  | 137.4 | 23.7988 | 3.2258 | 0.2 | 33.0124 | 278.9143 | 56.4829 | 0 |  | 501.7833 | 368.8587 | 139.8903 | 0.11611 | 368.8587 | 139.8903 | 0.10286 | 353.861 | 133.0436 | 0 | 477.1665 | 477.1559 | 54994.44 | 48.6043 | 54943.8 | 51033.402 | 49209.41 | 0 | 0 | 48945.44 | 725.5093 | 0 | 0 | 0 | 0 | 48945.44 | 725.5093 | 47684.652 | 47446.2305
6929 | 2021-10-16 16:00 | 252.2 |  | 110.8 | 23.1347 | 2.6671 | 0.2 | 20.0572 | 270.8558 | 69.516 | 0 |  | 252.2 | 144.1487 | 112.3125 | 0.058356 | 144.1487 | 112.3125 | 0.051701 | 130.7413 | 106.8156 | 0 | 232.8058 | 232.7178 | 26822.447 | 35.5443 | 26256.22 | 25404.404 | 24020.727 | 0 | 0 | 23961.15 | 752.9736 | 0 | 0 | 0 | 0 | 23961.15 | 752.9736 | 23090.72 | 22975.2656
6930 | 2021-10-16 17:00 | 71.9667 |  | 50.9167 | 22.1277 | 2.3508 | 0.2 | 7.0709 | 263.509 | 82.5738 | 0 |  | 71.9667 | 22.0873 | 51.5074 | 0.016652 | 22.0873 | 51.5074 | 0.014753 | 14.6415 | 48.9873 | 0 | 62.3562 | 62.3305 | 7183.6396 | 25.4997 | 6485.7344 | 6474.173 | 6148.3125 | 0 | 0 | 6144.226 | 743.3546 | 0 | 0 | 0 | 0 | 6144.226 | 743.3546 | 5392.88 | 5365.915
6931 | 2021-10-16 18:00 | 0 |  | 0 | 21.1246 | 2.4112 | 0.2
6932 | 2021-10-16 19:00 | 0 |  | 0 | 20.4738 | 2.6467 | 0.2
6933 | 2021-10-16 20:00 | 0 |  | 0 | 19.8839 | 3.0742 | 0.2
6934 | 2021-10-16 21:00 | 0 |  | 0 | 19.294 | 2.7429 | 0.2
6935 | 2021-10-16 22:00 | 0 |  | 0 | 18.7041 | 2.0162 | 0.2
6936 | 2021-10-16 23:00 | 0 |  | 0 | 18.1592 | 2.0812 | 0.2
6937 | 2021-10-17 | 0 |  | 0 | 17.8925 | 3.025 | 0.2
6938 | 2021-10-17 01:00 | 0 |  | 0 | 17.6827 | 2.275 | 0.2
6939 | 2021-10-17 02:00 | 0 |  | 0 | 17.554 | 3.1821 | 0.2
6940 | 2021-10-17 03:00 | 0 |  | 0 | 17.4437 | 3.2983 | 0.2
6941 | 2021-10-17 04:00 | 0 |  | 0 | 17.3887 | 3.6017 | 0.2
6942 | 2021-10-17 05:00 | 9.85 |  | 9.85 | 17.6369 | 2.9775 | 0.2 | 2.085 | 99.5316 | 87.8225 | 0 |  | 9.85 | 0 | 9.91 | 0.0022792 | 0 | 9.91 | 0.0020192 | 0 | 9.4246 | 0 | 9.2361 | 9.2363 | 1064.4927 | 18.1225 | 623.4199 | 630.1877 | 613.0388 | 0 | 0 | 612.9888 | 658.0267 | 0 | 0 | 0 | 0.27913 | 612.7097 | 660.8185 | 506.2242 | 503.69305419921875
6943 | 2021-10-17 06:00 | 154.4667 |  | 100.6167 | 18.6767 | 3.1483 | 0.2 | 15.0334 | 92.2592 | 75.4581 | 0 |  | 154.4667 | 52.0767 | 100.0709 | 0.035741 | 52.0767 | 100.0709 | 0.031665 | 44.3001 | 95.1639 | 0 | 136.6747 | 136.7191 | 15757.425 | 25.8094 | 15052.876 | 15012.201 | 14186.806 | 0 | 0 | 14167.188 | 765.2213 | 0 | 0 | 0 | 0 | 14167.188 | 765.2213 | 13328.413 | 13261.7715
6944 | 2021-10-17 07:00 | 282.35 |  | 222.7833 | 19.7613 | 3.2483 | 0.2 | 28.0453 | 84.6466 | 62.3837 | 0 |  | 282.35 | 58.6857 | 221.8159 | 0.065332 | 58.6857 | 221.8159 | 0.057881 | 55.2854 | 210.9442 | 0 | 260.905 | 260.902 | 30069.379 | 33.3107 | 29555.182 | 28811.854 | 27557.514 | 0 | 0 | 27483.027 | 762.5345 | 0 | 0 | 0 | 0 | 27483.027 | 762.5345 | 26604.854 | 26471.8301
6945 | 2021-10-17 08:00 | 377.1167 |  | 288.3 | 20.7824 | 3.6812 | 0.2 | 40.873 | 75.6398 | 49.4849 | 0 |  | 377.1167 | 88.1359 | 287.6426 | 0.08726 | 88.1359 | 287.6426 | 0.077308 | 85.7564 | 273.5475 | 0 | 352.1178 | 352.133 | 40583.418 | 38.713 | 40258.664 | 38601.31 | 36896.195 | 0 | 0 | 36760.06 | 751.2419 | 0 | 0 | 0 | 0 | 36760.06 | 751.2419 | 35778.277 | 35599.3867
6946 | 2021-10-17 09:00 | 660.2333 |  | 315.45 | 22.0689 | 4.4975 | 0.2 | 53.0806 | 63.2536 | 37.1808 | 0 |  | 660.2333 | 343.549 | 316.6259 | 0.15277 | 343.549 | 316.6259 | 0.13535 | 339.1635 | 301.1126 | 0 | 627.4706 | 627.4714 | 72318.02 | 52.8549 | 72560.66 | 66507.76 | 63973.73 | 0 | 0 | 63525.547 | 718.9857 | 0 | 0 | 0 | 0 | 63525.547 | 718.9857 | 61926.57 | 61616.9375
6947 | 2021-10-17 10:00 | 450.0167 |  | 409.8667 | 22.6413 | 4.3008 | 0.2 | 63.5829 | 43.0587 | 26.4955 | 0 |  | 450.0167 | 40.1214 | 414.3965 | 0.10413 | 40.1214 | 414.3965 | 0.092253 | 39.8859 | 394.0971 | 0 | 425.3033 | 425.2995 | 49016.992 | 43.6956 | 48853.45 | 46119.617 | 44625.113 | 0 | 0 | 44416.613 | 737.9303 | 0 | 0 | 0 | 0 | 44416.613 | 737.9303 | 43261.22 | 43044.9141
6948 | 2021-10-17 11:00 | 570.5 |  | 435.5167 | 23.1995 | 4.3525 | 0.2 | 69.4131 | 8.2413 | 20.199 | 0 |  | 570.5 | 135.2002 | 436.1949 | 0.13201 | 135.2002 | 436.1949 | 0.11695 | 134.7506 | 414.8289 | 0 | 538.5878 | 538.5726 | 62072.934 | 49.7988 | 62152.242 | 57538.39 | 55597.105 | 0 | 0 | 55263.3 | 724.3918 | 0 | 0 | 0 | 0 | 55263.3 | 724.3918 | 53859.324 | 53590.0273
6949 | 2021-10-17 12:00 | 685.9334 |  | 446.9 | 23.7208 | 3.7163 | 0.2 | 66.695 | 328.5597 | 22.5086 | 0 |  | 685.9334 | 239.9228 | 448.9502 | 0.15872 | 239.9228 | 448.9502 | 0.14061 | 238.9055 | 426.9636 | 0 | 652.5518 | 652.6095 | 75215.42 | 56.8989 | 75496.52 | 68253.984 | 65990.46 | 0 | 0 | 65492.95 | 704.5353 | 0 | 0 | 0 | 0 | 65492.95 | 704.5353 | 63823.008 | 63503.8945
6950 | 2021-10-17 13:00 | 402 |  | 372.9833 | 23.7682 | 3.7088 | 0.2 | 57.5241 | 303.2503 | 31.7575 | 0 |  | 402 | 29.1877 | 377.2058 | 0.093017 | 29.1877 | 377.2058 | 0.082409 | 28.9273 | 358.7303 | 0 | 379.9044 | 379.8942 | 43785.074 | 43.0883 | 43521.1 | 41156.69 | 39762.203 | 0 | 0 | 39596.82 | 739.3065 | 0 | 0 | 0 | 0 | 39596.82 | 739.3065 | 38556.113 | 38363.3359
6951 | 2021-10-17 14:00 | 326.2667 |  | 277.3333 | 23.4885 | 4.3838 | 0.2 | 45.7966 | 288.5251 | 43.609 | 0 |  | 326.2667 | 49.3471 | 279.8353 | 0.075494 | 49.3471 | 279.8353 | 0.066884 | 48.4015 | 266.1284 | 0 | 308.2393 | 308.2423 | 35525.453 | 38.6904 | 35106.96 | 33657.836 | 32267.453 | 0 | 0 | 32162.014 | 748.3544 | 0 | 0 | 0 | 0 | 32162.014 | 748.3544 | 31241.518 | 31085.3105
6952 | 2021-10-17 15:00 | 39.1167 |  | 39.1167 | 22.7816 | 4.5 | 0.2 | 33.1494 | 278.5054 | 56.351 | 0 |  | 39.1167 | 0 | 38.8522 | 0.009051 | 0 | 38.8522 | 0.0080188 | 0 | 36.9486 | 0 | 36.2096 | 36.2103 | 4173.332 | 24.558 | 3541.1516 | 3545.9382 | 3424.4705 | 0 | 0 | 3423.192 | 723.3058 | 0 | 0 | 0 | 0 | 3423.192 | 723.3058 | 2917.849 | 2903.260009765625
6953 | 2021-10-17 16:00 | 77.3833 |  | 77.3833 | 22.1023 | 4.4638 | 0.2 | 20.187 | 270.488 | 69.3909 | 0 |  | 77.3833 | 0 | 76.9326 | 0.017905 | 0 | 76.9326 | 0.015863 | 0 | 73.1635 | 0 | 71.7002 | 71.6999 | 8263.651 | 25.6255 | 7551.1772 | 7536.1665 | 7255.398 | 0 | 0 | 7249.944 | 744.7084 | 0 | 0 | 0 | 0 | 7249.944 | 744.7084 | 6438.033 | 6405.8433
6954 | 2021-10-17 17:00 | 33.8167 |  | 32.6667 | 21.4484 | 4.1662 | 0.2 | 7.2049 | 263.1628 | 82.4444 | 0 |  | 33.8167 | 1.2049 | 32.6165 | 0.0078247 | 1.2049 | 32.6165 | 0.0069324 | 0.80665 | 31.0177 | 0 | 31.1879 | 31.1894 | 3594.6814 | 23.0019 | 2984.1724 | 3002.2683 | 2891.4595 | 0 | 0 | 2890.5325 | 718.8132 | 0 | 0 | 0 | 0 | 2890.5325 | 718.8132 | 2449.4854 | 2437.238037109375
6955 | 2021-10-17 18:00 | 0 |  | 0 | 20.8573 | 3.75 | 0.2
6956 | 2021-10-17 19:00 | 0 |  | 0 | 20.5434 | 4.1829 | 0.2
6957 | 2021-10-17 20:00 | 0 |  | 0 | 20.3281 | 4.5267 | 0.2
6958 | 2021-10-17 21:00 | 0 |  | 0 | 20.0626 | 3.9162 | 0.2
6959 | 2021-10-17 22:00 | 0 |  | 0 | 19.6508 | 3.8 | 0.2
6960 | 2021-10-17 23:00 | 0 |  | 0 | 19.5044 | 3.9087 | 0.2
6961 | 2021-10-18 | 0 |  | 0 | 19.2349 | 4.5596 | 0.2
6962 | 2021-10-18 01:00 | 0 |  | 0 | 18.9603 | 4.4654 | 0.2
6963 | 2021-10-18 02:00 | 0 |  | 0 | 18.9476 | 4.0646 | 0.2
6964 | 2021-10-18 03:00 | 0 |  | 0 | 18.845 | 4.0604 | 0.2
6965 | 2021-10-18 04:00 | 0 |  | 0 | 18.825 | 4.4596 | 0.2
6966 | 2021-10-18 05:00 | 4.5833 |  | 4.5833 | 18.9546 | 4.6137 | 0.2 | 2.3088 | 99.8233 | 87.706 | 0 |  | 4.5833 | 0 | 4.7184 | 0.0010605 | 0 | 4.7184 | 0.00093957 | 0 | 4.4874 | 0 | 4.3977 | 4.3975 | 506.8239 | 19.1692 | 167.7243 | 166.7851 | 166.0352 | 0 | 0 | 166.0284 | 484.3933 | 0 | 0 | 0 | 37.0414 | 128.9869 | 649.9999 | 105.9887 | 105.45877075195312
6967 | 2021-10-18 06:00 | 59.1833 |  | 59.1833 | 19.3751 | 4.1679 | 0.2 | 15.2499 | 92.5667 | 75.2452 | 0 |  | 59.1833 | 0 | 58.8072 | 0.013694 | 0 | 58.8072 | 0.012132 | 0 | 55.926 | 0 | 54.8075 | 54.8072 | 6316.7085 | 22.1047 | 5630.1143 | 5680.6426 | 5447.0576 | 0 | 0 | 5444.0186 | 747.6559 | 0 | 0 | 0 | 0 | 5444.0186 | 747.6559 | 4742.8003 | 4719.0859
6968 | 2021-10-18 07:00 | 121.4167 |  | 118.3333 | 19.8882 | 3.4792 | 0.2 | 28.2634 | 84.9818 | 62.1698 | 0 |  | 121.4167 | 3.0377 | 117.6012 | 0.028094 | 3.0377 | 117.6012 | 0.02489 | 2.864 | 111.8392 | 0 | 112.4091 | 112.4099 | 12955.162 | 25.665 | 12232.988 | 12207.309 | 11808.187 | 0 | 0 | 11794.1875 | 758.0795 | 0 | 0 | 0 | 0 | 11794.1875 | 758.0795 | 10972.457 | 10917.5947
6969 | 2021-10-18 08:00 | 205.4667 |  | 202.2833 | 20.4849 | 3.1292 | 0.2 | 41.1044 | 76.0175 | 49.2587 | 0 |  | 205.4667 | 3.1588 | 201.1301 | 0.047542 | 3.1588 | 201.1301 | 0.04212 | 3.0746 | 191.2755 | 0 | 190.4631 | 190.4638 | 21951.506 | 30.43 | 21312.762 | 20958.596 | 20203.879 | 0 | 0 | 20163.041 | 758.2784 | 0 | 0 | 0 | 0 | 20163.041 | 758.2784 | 19251.69 | 19155.4297
6970 | 2021-10-18 09:00 | 271.5833 |  | 263.8833 | 21.0668 | 2.5033 | 0.2 | 53.3432 | 63.682 | 36.9251 | 0 |  | 271.5833 | 7.6719 | 262.5393 | 0.062841 | 7.6719 | 262.5393 | 0.055674 | 7.5756 | 249.6764 | 0 | 252.107 | 252.1067 | 29055.936 | 34.6109 | 28524.707 | 27693.594 | 26475.787 | 0 | 0 | 26405.928 | 756.3462 | 0 | 0 | 0 | 0 | 26405.928 | 756.3462 | 25539.871 | 25412.1719
6971 | 2021-10-18 10:00 | 312.9667 |  | 298.6667 | 21.5262 | 2.4483 | 0.2 | 63.9023 | 43.4674 | 26.1858 | 0 |  | 312.9667 | 14.2888 | 297.3085 | 0.072416 | 14.2888 | 297.3085 | 0.064158 | 14.2071 | 282.7426 | 0 | 291.0107 | 291.0103 | 33540.67 | 37.1995 | 33086.53 | 31868.275 | 30637.398 | 0 | 0 | 30542.842 | 753.0417 | 0 | 0 | 0 | 0 | 30542.842 | 753.0417 | 29640.166 | 29491.9668
6972 | 2021-10-18 11:00 | 237.4 |  | 234.15 | 21.704 | 2.7967 | 0.2 | 69.78 | 8.2354 | 19.8366 | 0 |  | 237.4 | 3.255 | 233.0925 | 0.054931 | 3.255 | 233.0925 | 0.048667 | 3.2446 | 221.6729 | 0 | 220.4191 | 220.4192 | 25403.008 | 33.3887 | 24813.658 | 24179.666 | 23275.66 | 0 | 0 | 23220.59 | 753.1005 | 0 | 0 | 0 | 0 | 23220.59 | 753.1005 | 22336.89 | 22225.207
6973 | 2021-10-18 12:00 | 202 |  | 199.8833 | 21.6434 | 3.0758 | 0.2 | 66.995 | 328.0233 | 22.2075 | 0 |  | 202 | 2.1244 | 198.9607 | 0.04674 | 2.1244 | 198.9607 | 0.04141 | 2.1156 | 189.2134 | 0 | 187.5024 | 187.5008 | 21610.05 | 31.4576 | 20966.734 | 20552.568 | 19784.506 | 0 | 0 | 19745.732 | 759.5996 | 0 | 0 | 0 | 0 | 19745.732 | 759.5996 | 18833.992 | 18739.8223
6974 | 2021-10-18 13:00 | 194.8167 |  | 193.4333 | 21.7571 | 2.6171 | 0.2 | 57.7337 | 302.6884 | 31.5525 | 0 |  | 194.8167 | 1.3914 | 192.5213 | 0.045078 | 1.3914 | 192.5213 | 0.039937 | 1.3791 | 183.0895 | 0 | 180.7792 | 180.7766 | 20835.02 | 31.419 | 20181.781 | 19784.871 | 18987.045 | 0 | 0 | 18951.463 | 759.9985 | 0 | 0 | 0 | 0 | 18951.463 | 759.9985 | 18041.234 | 17951.0293
6975 | 2021-10-18 14:00 | 196.9833 |  | 193.4667 | 21.5151 | 2.0921 | 0.2 | 45.9561 | 288.051 | 43.4549 | 0 |  | 196.9833 | 3.546 | 192.5586 | 0.045579 | 3.546 | 192.5586 | 0.040381 | 3.4786 | 183.1252 | 0 | 182.8718 | 182.8736 | 21076.615 | 31.5253 | 20426.436 | 20017.932 | 19212.455 | 0 | 0 | 19174.66 | 746.46 | 0 | 0 | 0 | 0 | 19174.66 | 746.46 | 18263.71 | 18172.3926
6976 | 2021-10-18 15:00 | 155.1667 |  | 154.8833 | 21.2415 | 1.6017 | 0.2 | 33.2862 | 278.099 | 56.2193 | 0 |  | 155.1667 | 0.28671 | 154.1297 | 0.035903 | 0.28671 | 154.1297 | 0.031809 | 0.27524 | 146.579 | 0 | 143.9171 | 143.9168 | 16586.572 | 29.297 | 15887.258 | 15676.388 | 15136.538 | 0 | 0 | 15113.593 | 754.3361 | 0 | 0 | 0 | 0 | 15113.593 | 754.3361 | 14252.199 | 14180.9385
6977 | 2021-10-18 16:00 | 87.9833 |  | 87.9833 | 20.5106 | 1.7225 | 0.2 | 20.3173 | 270.1231 | 69.2653 | 0 |  | 87.9833 | 0 | 87.5011 | 0.020358 | 0 | 87.5011 | 0.018036 | 0 | 83.2144 | 0 | 81.5501 | 81.5499 | 9398.621 | 25.0502 | 8678.062 | 8676.271 | 8413.467 | 0 | 0 | 8406.298 | 750.7449 | 0 | 0 | 0 | 0 | 8406.298 | 750.7449 | 7555.408 | 7517.6313
6978 | 2021-10-18 17:00 | 18.9 |  | 18.9 | 19.5303 | 2 | 0.2 | 7.3399 | 262.8195 | 82.3141 | 0 |  | 18.9 | 0 | 18.7404 | 0.0043732 | 0 | 18.7404 | 0.0038745 | 0 | 17.822 | 0 | 17.4656 | 17.4659 | 2013.0156 | 20.4904 | 1486.9895 | 1505.1188 | 1461.2008 | 0 | 0 | 1460.9501 | 698.2474 | 0 | 0 | 0 | 0 | 1460.9501 | 698.2474 | 1218.5848 | 1212.4918212890625
6979 | 2021-10-18 18:00 | 0 |  | 0 | 20.4789 | 1.655 | 0.2
6980 | 2021-10-18 19:00 | 0 |  | 0 | 20.3449 | 1.0033 | 0.2
6981 | 2021-10-18 20:00 | 0 |  | 0 | 19.6622 | 0.9725 | 0.2
6982 | 2021-10-18 21:00 | 0 |  | 0 | 19.644 | 1.5192 | 0.2
6983 | 2021-10-18 22:00 | 0 |  | 0 | 19.4872 | 2.1483 | 0.2
6984 | 2021-10-18 23:00 | 0 |  | 0 | 19.0551 | 1.9517 | 0.2
6985 | 2021-10-19 | 0 |  | 0 | 18.0625 | 1.8396 | 0.2
6986 | 2021-10-19 01:00 | 0 |  | 0 | 18.4352 | 1.4646 | 0.2
6987 | 2021-10-19 02:00 | 0 |  | 0 | 18.4143 | 1.4121 | 0.2
6988 | 2021-10-19 03:00 | 0 |  | 0 | 17.8817 | 1.4871 | 0.2
6989 | 2021-10-19 04:00 | 0 |  | 0 | 16.8566 | 1.6571 | 0.2
6990 | 2021-10-19 05:00 | 3.1833 |  | 3.1833 | 16.7137 | 2.6562 | 0.2 | 2.5291 | 100.1145 | 87.579 | 0 |  | 3.1833 | 0 | 3.2909 | 0.00073658 | 0 | 3.2909 | 0.00065258 | 0 | 3.1298 | 0 | 3.0672 | 3.0669 | 353.4696 | 16.8773 | 82.0926 | 81.4274 | 81.1217 | 0 | 0 | 81.1184 | 334.2749 | 0 | 0 | 0 | 74.7193 | 6.399 | 650 | 5.2508 | 5.224526882171631
6991 | 2021-10-19 06:00 | 40.2333 |  | 40.2333 | 18.0187 | 3.0708 | 0.2 | 15.4626 | 92.8741 | 75.036 | 0 |  | 40.2333 | 0 | 40.0069 | 0.0093094 | 0 | 40.0069 | 0.0082478 | 0 | 38.047 | 0 | 37.286 | 37.2862 | 4297.2754 | 19.9708 | 3660.9187 | 3717.382 | 3602.1353 | 0 | 0 | 3600.7554 | 736.3664 | 0 | 0 | 0 | 0 | 3600.7554 | 736.3664 | 3075.154 | 3059.7783
6992 | 2021-10-19 07:00 | 96.0667 |  | 96.0333 | 19.0178 | 3.8054 | 0.2 | 28.4773 | 85.3174 | 61.96 | 0 |  | 96.0667 | 0.032846 | 95.4506 | 0.022228 | 0.032846 | 95.4506 | 0.019693 | 0.030992 | 90.7741 | 0 | 88.9889 | 88.9892 | 10256.536 | 23.5236 | 9532.84 | 9575.876 | 9147.031 | 0 | 0 | 9138.753 | 760.448 | 0 | 0 | 0 | 0 | 9138.753 | 760.448 | 8276.055 | 8234.6748
6993 | 2021-10-19 08:00 | 151.7 |  | 150.8833 | 19.5788 | 4.62 | 0.2 | 41.3311 | 76.3971 | 49.0371 | 0 |  | 151.7 | 0.81032 | 150.0163 | 0.035101 | 0.81032 | 150.0163 | 0.031098 | 0.789 | 142.6662 | 0 | 140.5861 | 140.587 | 16203.038 | 26.4381 | 15500.512 | 15431.064 | 14839.352 | 0 | 0 | 14817.849 | 763.4887 | 0 | 0 | 0 | 0 | 14817.849 | 763.4887 | 13963.073 | 13893.2588
6994 | 2021-10-19 09:00 | 164.7833 |  | 164.5 | 19.9506 | 4.9612 | 0.2 | 53.6007 | 64.1153 | 36.6745 | 0 |  | 164.7833 | 0.28228 | 163.6148 | 0.038129 | 0.28228 | 163.6148 | 0.03378 | 0.27879 | 155.5987 | 0 | 152.76 | 152.7602 | 17606.139 | 27.2891 | 16916.38 | 16796.725 | 16041.101 | 0 | 0 | 16015.77 | 763.1561 | 0 | 0 | 0 | 0 | 16015.77 | 763.1561 | 15136.71 | 15061.0264
6995 | 2021-10-19 10:00 | 197.35 |  | 195.85 | 20.247 | 4.9033 | 0.2 | 64.2171 | 43.8869 | 25.8808 | 0 |  | 197.35 | 1.4987 | 194.88 | 0.045664 | 1.4987 | 194.88 | 0.040456 | 1.4904 | 185.3323 | 0 | 183.0862 | 183.0863 | 21101.225 | 29.0655 | 20451.344 | 20197.16 | 19387.576 | 0 | 0 | 19350.922 | 765.4305 | 0 | 0 | 0 | 0 | 19350.922 | 765.4305 | 18439.566 | 18347.3672
6996 | 2021-10-19 11:00 | 209.0667 |  | 206.4167 | 20.4858 | 4.3637 | 0.2 | 70.1442 | 8.2361 | 19.4772 | 0 |  | 209.0667 | 2.6539 | 205.4572 | 0.048375 | 2.6539 | 205.4572 | 0.042858 | 2.6457 | 195.3915 | 0 | 194.0764 | 194.0763 | 22367.834 | 30.066 | 21734.674 | 21398.271 | 20732.904 | 0 | 0 | 20690.227 | 759.4096 | 0 | 0 | 0 | 0 | 20690.227 | 759.4096 | 19780.527 | 19681.625
6997 | 2021-10-19 12:00 | 213.5 |  | 207.55 | 20.6771 | 4.6717 | 0.2 | 67.2924 | 327.4824 | 21.9093 | 0 |  | 213.5 | 5.9711 | 206.6015 | 0.049401 | 5.9711 | 206.6015 | 0.043767 | 5.9472 | 196.4798 | 0 | 198.3785 | 198.3809 | 22863.873 | 30.3336 | 22237.576 | 21875.393 | 21084.479 | 0 | 0 | 21040.477 | 761.6428 | 0 | 0 | 0 | 0 | 21040.477 | 761.6428 | 20132.592 | 20031.9277
6998 | 2021-10-19 13:00 | 226.4833 |  | 225.35 | 20.8293 | 4.9975 | 0.2 | 57.9412 | 302.1266 | 31.3497 | 0 |  | 226.4833 | 1.1398 | 224.3403 | 0.052405 | 1.1398 | 224.3403 | 0.046429 | 1.1299 | 213.3499 | 0 | 210.1902 | 210.1907 | 24224.83 | 30.91 | 23617.926 | 23192.385 | 22247.998 | 0 | 0 | 22199.096 | 761.2575 | 0 | 0 | 0 | 0 | 22199.096 | 761.2575 | 21301.299 | 21194.793
6999 | 2021-10-19 14:00 | 169.2667 |  | 168.4167 | 20.8393 | 5.225 | 0.2 | 46.1145 | 287.5792 | 43.3019 | 0 |  | 169.2667 | 0.85696 | 167.5817 | 0.039166 | 0.85696 | 167.5817 | 0.034699 | 0.84084 | 159.3717 | 0 | 157.0083 | 157.009 | 18095.63 | 28.2919 | 17410.809 | 17233.648 | 16487.748 | 0 | 0 | 16461.195 | 765.9764 | 0 | 0 | 0 | 0 | 16461.195 | 765.9764 | 15574.815 | 15496.9414
7000 | 2021-10-19 15:00 | 117.4 |  | 117.4 | 20.705 | 4.8937 | 0.2 | 33.4228 | 277.6954 | 56.0878 | 0 |  | 117.4 | 0 | 116.7564 | 0.027165 | 0 | 116.7564 | 0.024067 | 0 | 111.0363 | 0 | 108.8155 | 108.8155 | 12541.24 | 25.9485 | 11817.856 | 11782.445 | 11307.665 | 0 | 0 | 11294.988 | 759.3265 | 0 | 0 | 0 | 0 | 11294.988 | 759.3265 | 10455.533 | 10403.2549
7001 | 2021-10-19 16:00 | 69.45 |  | 69.45 | 20.5341 | 3.7496 | 0.2 | 20.4481 | 269.7611 | 69.1393 | 0 |  | 69.45 | 0 | 69.025 | 0.01607 | 0 | 69.025 | 0.014237 | 0 | 65.6433 | 0 | 64.3304 | 64.3306 | 7414.298 | 23.7997 | 6710.886 | 6736.0054 | 6524.9087 | 0 | 0 | 6520.4917 | 745.2604 | 0 | 0 | 0 | 0 | 6520.4917 | 745.2604 | 5745.98 | 5717.25
7002 | 2021-10-19 17:00 | 21.1833 |  | 21.1667 | 20.0239 | 2.3438 | 0.2 | 7.4758 | 262.4796 | 82.1828 | 0 |  | 21.1833 | 0.017405 | 20.9962 | 0.0049015 | 0.017405 | 20.9962 | 0.0043425 | 0.011873 | 19.9673 | 0 | 19.5796 | 19.5803 | 2256.6848 | 21.0835 | 1714.3813 | 1733.194 | 1676.3131 | 0 | 0 | 1675.9865 | 702.3001 | 0 | 0 | 0 | 0 | 1675.9865 | 702.3001 | 1401.3037 | 1394.297119140625
7003 | 2021-10-19 18:00 | 0 |  | 0 | 19.3661 | 2.25 | 0.2
7004 | 2021-10-19 19:00 | 0 |  | 0 | 19.463 | 2.1621 | 0.2
7005 | 2021-10-19 20:00 | 0 |  | 0 | 18.9405 | 2.325 | 0.2
7006 | 2021-10-19 21:00 | 0 |  | 0 | 18.5906 | 2.1629 | 0.2
7007 | 2021-10-19 22:00 | 0 |  | 0 | 18.2625 | 2.1292 | 0.2
7008 | 2021-10-19 23:00 | 0 |  | 0 | 17.6421 | 1.1583 | 0.2
7009 | 2021-10-20 | 0 |  | 0 | 17.4599 | 0.40333 | 0.2
7010 | 2021-10-20 01:00 | 0 |  | 0 | 17.0496 | 0.33625 | 0.2
7011 | 2021-10-20 02:00 | 0 |  | 0 | 16.7553 | 0.67 | 0.2
7012 | 2021-10-20 03:00 | 0 |  | 0 | 16.5009 | 1.275 | 0.2
7013 | 2021-10-20 04:00 | 0 |  | 0 | 16.3479 | 0.77667 | 0.2
7014 | 2021-10-20 05:00 | 10.85 |  | 10.7333 | 16.6293 | 0.99917 | 0.2 | 2.7458 | 100.4049 | 87.4315 | 0 |  | 10.85 | 0.06004 | 10.8098 | 0.0025105 | 0.059722 | 10.8098 | 0.0022242 | 0.028204 | 10.2803 | 0 | 10.1023 | 10.1022 | 1164.3103 | 17.2105 | 711.8416 | 721.8866 | 704.1235 | 0 | 0 | 704.0602 | 668.9734 | 0 | 0 | 0 | 0 | 704.0602 | 668.9734 | 582.2973 | 579.3858642578125
7015 | 2021-10-20 06:00 | 182.3667 |  | 96.55 | 17.9682 | 0.81458 | 0.2 | 15.6714 | 93.1811 | 74.8308 | 0 |  | 182.3667 | 83.0473 | 96.2147 | 0.042197 | 83.0473 | 96.2147 | 0.037385 | 71.3148 | 91.4958 | 0 | 159.5544 | 159.6407 | 18398.898 | 27.2297 | 17719.547 | 17589.88 | 16558.932 | 0 | 0 | 16532.297 | 764.7184 | 0 | 0 | 0 | 0 | 16532.297 | 764.7184 | 15644.834 | 15566.6104
7016 | 2021-10-20 07:00 | 368.1833 |  | 172.2333 | 19.5545 | 0.7225 | 0.2 | 28.6868 | 85.6535 | 61.7547 | 0 |  | 368.1833 | 193.0394 | 172.3341 | 0.085192 | 193.0394 | 172.3341 | 0.075477 | 182.2808 | 163.8863 | 0 | 339.2438 | 339.2231 | 39096.598 | 39.317 | 38744.195 | 37068.4 | 35176.176 | 0 | 0 | 35052.062 | 753.2117 | 0 | 0 | 0 | 0 | 35052.062 | 753.2117 | 34090.996 | 33920.5391
7017 | 2021-10-20 08:00 | 569.7833 |  | 217.1167 | 21.2114 | 1.3571 | 0.2 | 41.5529 | 76.7783 | 48.8204 | 0 |  | 569.7833 | 349.9037 | 217.8405 | 0.13184 | 349.9037 | 217.8405 | 0.1168 | 340.8151 | 207.1649 | 0 | 537.0204 | 537.0793 | 61899.18 | 51.6101 | 61975.047 | 57022.074 | 55067.17 | 0 | 0 | 54737.582 | 719.0527 | 0 | 0 | 0 | 0 | 54737.582 | 719.0527 | 53345.348 | 53078.6211
7018 | 2021-10-20 09:00 | 739.9 |  | 260.3667 | 22.7888 | 1.8838 | 0.2 | 53.853 | 64.5533 | 36.4291 | 0 |  | 739.9 | 477.7231 | 261.8967 | 0.1712 | 477.7231 | 261.8967 | 0.15168 | 471.917 | 249.0649 | 0 | 706.5623 | 706.6128 | 81440.23 | 61.836 | 81792.01 | 72696.04 | 70016.81 | 0 | 0 | 69442.42 | 690.9968 | 0 | 0 | 0 | 0 | 69442.42 | 690.9968 | 67626.14 | 67288.0078
7019 | 2021-10-20 10:00 | 833.7833 |  | 300.1167 | 24.1377 | 2.4054 | 0.2 | 64.527 | 44.3174 | 25.5809 | 0 |  | 833.7833 | 533.1749 | 302.0636 | 0.19293 | 533.1749 | 302.0636 | 0.17092 | 530.277 | 287.2668 | 0 | 801.1929 | 801.1921 | 92337.44 | 67.3729 | 92760.4 | 80840.7 | 78390.625 | 0 | 0 | 77634.6 | 674.5801 | 0 | 0 | 0 | 0 | 77634.6 | 674.5801 | 75498.22 | 75120.7266
7020 | 2021-10-20 11:00 | 890.4667 |  | 321.9833 | 25.3681 | 3.5046 | 0.2 | 70.5056 | 8.2439 | 19.1208 | 0 |  | 890.4667 | 569.2682 | 324.4966 | 0.20604 | 569.2682 | 324.4966 | 0.18254 | 567.5789 | 308.6039 | 0 | 858.6592 | 858.5967 | 98953.96 | 69.4409 | 99380.01 | 85952.91 | 83344.93 | 0 | 0 | 82479.72 | 670.8928 | 0 | 0 | 0 | 0 | 82479.72 | 670.8928 | 80143.51 | 79742.7891
7021 | 2021-10-20 12:00 | 848.7667 |  | 312.7333 | 26.2172 | 4.0258 | 0.2 | 67.5871 | 326.9373 | 21.6139 | 0 |  | 848.7667 | 537.8923 | 315.5989 | 0.19639 | 537.8923 | 315.5989 | 0.174 | 535.7952 | 300.1444 | 0 | 819.2209 | 819.1546 | 94409.26 | 67.2798 | 94836.195 | 82677.41 | 80793.02 | 0 | 0 | 79980.04 | 673.1604 | 0 | 0 | 0 | 0 | 79980.04 | 673.1604 | 77747.9 | 77359.1562
7022 | 2021-10-20 13:00 | 749.8833 |  | 297.9833 | 26.6581 | 3.5033 | 0.2 | 58.1466 | 301.5652 | 31.1492 | 0 |  | 749.8833 | 454.4281 | 300.9119 | 0.17351 | 454.4281 | 300.9119 | 0.15372 | 450.5484 | 286.1784 | 0 | 721.9923 | 721.9144 | 83202.17 | 63.7169 | 83569.08 | 73784.49 | 71521.23 | 0 | 0 | 70901.625 | 684.2936 | 0 | 0 | 0 | 0 | 70901.625 | 684.2936 | 69029.96 | 68684.8125
7023 | 2021-10-20 14:00 | 609.9334 |  | 265.8833 | 26.6765 | 3.2188 | 0.2 | 46.272 | 287.1097 | 43.15 | 0 |  | 609.9334 | 346.8274 | 268.5835 | 0.14113 | 346.8274 | 268.5835 | 0.12504 | 340.3634 | 255.434 | 0 | 583.8814 | 584.0123 | 67308.89 | 57.0469 | 67474.26 | 60948.664 | 58360.07 | 0 | 0 | 57969.754 | 705.1066 | 0 | 0 | 0 | 0 | 57969.754 | 705.1066 | 56505.805 | 56223.2734
7024 | 2021-10-20 15:00 | 429.2167 |  | 206.2167 | 26.167 | 2.2025 | 0.2 | 33.5593 | 277.2947 | 55.9564 | 0 |  | 429.2167 | 225.5725 | 208.4316 | 0.099315 | 225.5725 | 208.4316 | 0.087989 | 216.6811 | 198.2279 | 0 | 406.6108 | 406.5823 | 46858.61 | 48.3111 | 46653.62 | 43369.926 | 41900.566 | 0 | 0 | 41708.55 | 722.6648 | 0 | 0 | 0 | 0 | 41708.55 | 722.6648 | 40617.273 | 40414.1875
7025 | 2021-10-20 16:00 | 239.5667 |  | 133.1667 | 25.1887 | 2.6596 | 0.2 | 20.5793 | 269.4022 | 69.0128 | 0 |  | 239.5667 | 108.3207 | 134.1208 | 0.055432 | 108.3207 | 134.1208 | 0.049111 | 98.6017 | 127.5547 | 0 | 221.6333 | 221.5424 | 25534.244 | 37.0065 | 24947.533 | 24028.803 | 22911.6 | 0 | 0 | 22857.705 | 748.262 | 0 | 0 | 0 | 0 | 22857.705 | 748.262 | 21968.44 | 21858.5977
7026 | 2021-10-20 17:00 | 71.05 |  | 51.3167 | 23.9459 | 2.65 | 0.2 | 7.6126 | 262.1429 | 82.0506 | 0 |  | 71.05 | 20.5883 | 51.861 | 0.01644 | 20.5883 | 51.861 | 0.014565 | 14.1698 | 49.3232 | 0 | 62.2231 | 62.1918 | 7167.8633 | 27.2648 | 6469.4946 | 6421.9976 | 6091.831 | 0 | 0 | 6087.7446 | 734.9037 | 0 | 0 | 0 | 0 | 6087.7446 | 734.9037 | 5340.103 | 5313.4023
7027 | 2021-10-20 18:00 | 0 |  | 0 | 22.8743 | 2.75 | 0.2
7028 | 2021-10-20 19:00 | 0 |  | 0 | 21.9779 | 2.6017 | 0.2
7029 | 2021-10-20 20:00 | 0 |  | 0 | 21.1061 | 2.4742 | 0.2
7030 | 2021-10-20 21:00 | 0 |  | 0 | 20.2344 | 2.7967 | 0.2
7031 | 2021-10-20 22:00 | 0 |  | 0 | 19.3626 | 3.1242 | 0.2
7032 | 2021-10-20 23:00 | 0 |  | 0 | 18.5099 | 2.9413 | 0.2
7033 | 2021-10-21 | 0 |  | 0 | 17.7696 | 2.4267 | 0.2
7034 | 2021-10-21 01:00 | 0 |  | 0 | 17.0569 | 2.6579 | 0.2
7035 | 2021-10-21 02:00 | 0 |  | 0 | 16.6058 | 3.3208 | 0.2
7036 | 2021-10-21 03:00 | 0 |  | 0 | 16.2153 | 3.5742 | 0.2
7037 | 2021-10-21 04:00 | 0 |  | 0 | 15.9665 | 3.8296 | 0.2
7038 | 2021-10-21 05:00 | 11.3 |  | 10.7333 | 16.2223 | 5.3996 | 0.2 | 2.9587 | 100.6946 | 87.2865 | 0 |  | 11.3 | 0.30805 | 11.3903 | 0.0026147 | 0.30698 | 11.3903 | 0.0023165 | 0.15039 | 10.8331 | 0 | 10.7638 | 10.765 | 1240.6407 | 16.7292 | 780.1803 | 792.804 | 770.9677 | 0 | 0 | 770.8918 | 677.3984 | 0 | 0 | 0 | 0 | 770.8918 | 677.3984 | 638.0507 | 634.8604125976562
7039 | 2021-10-21 06:00 | 190.7833 |  | 89.5333 | 17.5763 | 6.5692 | 0.2 | 15.8761 | 93.4878 | 74.6296 | 0 |  | 190.7833 | 98.0024 | 89.2588 | 0.044145 | 98.0024 | 89.2588 | 0.03911 | 84.3964 | 84.881 | 0 | 165.8918 | 165.8741 | 19116.91 | 24.9826 | 18445.584 | 18439.326 | 17318.562 | 0 | 0 | 17290.379 | 774.0604 | 0 | 0 | 0 | 0 | 17290.379 | 774.0604 | 16392.84 | 16310.876
7040 | 2021-10-21 07:00 | 403.7333 |  | 137.4667 | 19.2533 | 6.7412 | 0.2 | 28.8919 | 85.9898 | 61.5537 | 0 |  | 403.7333 | 262.3052 | 137.7255 | 0.093418 | 262.3052 | 137.7255 | 0.082765 | 247.8656 | 130.974 | 0 | 371.2629 | 371.4347 | 42808.062 | 35.7086 | 42525.727 | 41157.81 | 39552.44 | 0 | 0 | 39397.945 | 756.3895 | 0 | 0 | 0 | 0 | 39397.945 | 756.3895 | 38362.027 | 38170.2148
7041 | 2021-10-21 08:00 | 610.6667 |  | 173.15 | 20.956 | 5.9058 | 0.2 | 41.7698 | 77.1611 | 48.6086 | 0 |  | 610.6667 | 434.0644 | 174.3418 | 0.1413 | 434.0644 | 174.3418 | 0.12519 | 422.9279 | 165.7977 | 0 | 576.9511 | 577.1185 | 66514.35 | 47.5141 | 66667.18 | 62177.188 | 59883.363 | 0 | 0 | 59503.715 | 729.175 | 0 | 0 | 0 | 0 | 59503.715 | 729.175 | 58006.14 | 57716.1094
7042 | 2021-10-21 09:00 | 776.8667 |  | 219.7833 | 22.5209 | 5.6113 | 0.2 | 54.0999 | 64.9959 | 36.1891 | 0 |  | 776.8667 | 554.9445 | 221.4713 | 0.17976 | 554.9445 | 221.4713 | 0.15926 | 548.3056 | 210.6202 | 0 | 743.7473 | 743.7287 | 85714.96 | 57.2079 | 86103.19 | 77773.36 | 74905.445 | 0 | 0 | 74276.64 | 706.5699 | 0 | 0 | 0 | 0 | 74276.64 | 706.5699 | 72274.17 | 71912.7969
7043 | 2021-10-21 10:00 | 870.95 |  | 286.2833 | 23.8032 | 5.9863 | 0.2 | 64.8319 | 44.7592 | 25.2861 | 0 |  | 870.95 | 584.0877 | 288.3036 | 0.20153 | 584.0877 | 288.3036 | 0.17854 | 580.9924 | 274.1808 | 0 | 838.0697 | 838.0756 | 96591.9 | 62.2292 | 97021.31 | 86122.836 | 83697.77 | 0 | 0 | 82869.3 | 689.0154 | 0 | 0 | 0 | 0 | 82869.3 | 689.0154 | 80516.68 | 80114.0938
7044 | 2021-10-21 11:00 | 899.6667 |  | 319.9667 | 24.9451 | 5.7058 | 0.2 | 70.8642 | 8.2593 | 18.7676 | 0 |  | 899.6667 | 580.4573 | 322.3336 | 0.20817 | 580.4573 | 322.3336 | 0.18443 | 578.8 | 306.5468 | 0 | 867.6399 | 867.6444 | 99997.19 | 65.2377 | 100422.08 | 88191.85 | 85286.79 | 0 | 0 | 84406.31 | 681.3239 | 0 | 0 | 0 | 0 | 84406.31 | 681.3239 | 81988.48 | 81578.5312
7045 | 2021-10-21 12:00 | 869.9833 |  | 307.8167 | 25.7363 | 4.8179 | 0.2 | 67.879 | 326.3882 | 21.3213 | 0 |  | 869.9833 | 564.0696 | 310.6493 | 0.2013 | 564.0696 | 310.6493 | 0.17834 | 561.9313 | 295.4375 | 0 | 840.2214 | 840.1691 | 96831.89 | 66.3615 | 97259.03 | 85061.72 | 82686.52 | 0 | 0 | 81846.83 | 678.0962 | 0 | 0 | 0 | 0 | 81846.83 | 678.0962 | 79537.17 | 79139.4844
7046 | 2021-10-21 13:00 | 778.6167 |  | 278.15 | 26.1565 | 4.5258 | 0.2 | 58.3499 | 301.0045 | 30.9509 | 0 |  | 778.6167 | 503.2174 | 281.0296 | 0.18016 | 503.2174 | 281.0296 | 0.15961 | 498.9829 | 267.2697 | 0 | 750.9275 | 750.8325 | 86535.516 | 62.9477 | 86927.836 | 76960.16 | 74975.43 | 0 | 0 | 74300 | 685.502 | 0 | 0 | 0 | 0 | 74300 | 685.502 | 72296.61 | 71935.125
7047 | 2021-10-21 14:00 | 643.5833 |  | 232.9833 | 26.1779 | 4.3187 | 0.2 | 46.4284 | 286.6429 | 42.999 | 0 |  | 643.5833 | 413.863 | 235.6006 | 0.14892 | 413.863 | 235.6006 | 0.13193 | 406.2199 | 224.0661 | 0 | 617.6802 | 617.6659 | 71188.625 | 56.7303 | 71413.41 | 64589.516 | 62059.96 | 0 | 0 | 61623.492 | 708.7438 | 0 | 0 | 0 | 0 | 61623.492 | 708.7438 | 60079.88 | 59779.4805
7048 | 2021-10-21 15:00 | 462.5833 |  | 173.8167 | 25.6775 | 3.1454 | 0.2 | 33.6957 | 276.8971 | 55.8251 | 0 |  | 462.5833 | 292.0453 | 175.9351 | 0.10704 | 292.0453 | 175.9351 | 0.094829 | 280.6223 | 167.3226 | 0 | 438.986 | 438.963 | 50592.09 | 48.5812 | 50458.574 | 46870.684 | 45424.188 | 0 | 0 | 45198.26 | 723.6112 | 0 | 0 | 0 | 0 | 45198.26 | 723.6112 | 44024.51 | 43804.3906
7049 | 2021-10-21 16:00 | 263.8 |  | 113.5333 | 24.6935 | 2.555 | 0.2 | 20.7111 | 269.0465 | 68.8858 | 0 |  | 263.8 | 152.9289 | 115.0338 | 0.06104 | 152.9289 | 115.0338 | 0.054078 | 139.3305 | 109.4034 | 0 | 243.7593 | 243.6674 | 28083.3 | 37.7535 | 27536.988 | 26460.43 | 25431.512 | 0 | 0 | 25364.66 | 747.3041 | 0 | 0 | 0 | 0 | 25364.66 | 747.3041 | 24512.049 | 24389.4902
7050 | 2021-10-21 17:00 | 78.7333 |  | 52.4833 | 23.4264 | 2.0242 | 0.2 | 7.7503 | 261.8096 | 81.9174 | 0 |  | 78.7333 | 27.3517 | 53.0277 | 0.018218 | 27.3517 | 53.0277 | 0.01614 | 18.9866 | 50.4328 | 0 | 68.0311 | 67.9908 | 7836.104 | 27.1596 | 7130.112 | 7080.5093 | 6660.7627 | 0 | 0 | 6656.007 | 743.5894 | 0 | 0 | 0 | 0 | 6656.007 | 743.5894 | 5873.798 | 5844.4287
7051 | 2021-10-21 18:00 | 0 |  | 0 | 22.3617 | 2.6104 | 0.2
7052 | 2021-10-21 19:00 | 0 |  | 0 | 21.3647 | 2.3163 | 0.2
7053 | 2021-10-21 20:00 | 0 |  | 0 | 20.3723 | 1.9033 | 0.2
7054 | 2021-10-21 21:00 | 0 |  | 0 | 19.3798 | 1.5396 | 0.2
7055 | 2021-10-21 22:00 | 0 |  | 0 | 18.3873 | 1.5337 | 0.2
7056 | 2021-10-21 23:00 | 0 |  | 0 | 17.4271 | 2.4158 | 0.2
7057 | 2021-10-22 | 0 |  | 0 | 16.6616 | 3.445 | 0.2
7058 | 2021-10-22 01:00 | 0 |  | 0 | 15.9347 | 3.8658 | 0.2
7059 | 2021-10-22 02:00 | 0 |  | 0 | 15.4819 | 5.5762 | 0.2
7060 | 2021-10-22 03:00 | 0 |  | 0 | 15.1341 | 6.2112 | 0.2
7061 | 2021-10-22 04:00 | 0 |  | 0 | 14.8673 | 6.0292 | 0.2
7062 | 2021-10-22 05:00 | 11.5333 |  | 11.5333 | 15.1059 | 5.4638 | 0.2 | 3.1679 | 100.9835 | 87.144 | 0 |  | 11.5333 | 0 | 11.604 | 0.0026687 | 0 | 11.604 | 0.0023643 | 0 | 11.0357 | 0 | 10.8149 | 10.814 | 1246.3402 | 15.6137 | 785.1497 | 799.5718 | 778.2433 | 0 | 0 | 778.1678 | 679.2805 | 0 | 0 | 0 | 0 | 778.1678 | 679.2805 | 644.1255 | 640.9049072265625
7063 | 2021-10-22 06:00 | 176.85 |  | 98.5 | 16.3262 | 5.8683 | 0.2 | 16.0766 | 93.794 | 74.4326 | 0 |  | 176.85 | 75.8514 | 98.0108 | 0.040921 | 75.8514 | 98.0108 | 0.036254 | 65.4974 | 93.205 | 0 | 155.5284 | 155.5356 | 17925.95 | 23.4959 | 17241.18 | 17314.932 | 16301.14 | 0 | 0 | 16276.139 | 777.0059 | 0 | 0 | 4.0578 | 0 | 16272.081 | 775.0042 | 15388.695 | 15311.752
7064 | 2021-10-22 07:00 | 409.1667 |  | 137.0833 | 18.0265 | 6.8546 | 0.2 | 29.0924 | 86.3262 | 61.3573 | 0 |  | 409.1667 | 268.0285 | 137.7006 | 0.094675 | 268.0285 | 137.7006 | 0.083878 | 253.4504 | 130.9502 | 0 | 376.7126 | 376.8121 | 43426.195 | 34.6341 | 43155.62 | 41907.938 | 40137.332 | 0 | 0 | 39980.04 | 760.9677 | 0 | 0 | 0 | 0 | 39980.04 | 760.9677 | 38930.117 | 38735.4688
7065 | 2021-10-22 08:00 | 611.8667 |  | 180.3833 | 19.7107 | 7.6692 | 0.2 | 41.9817 | 77.5453 | 48.4018 | 0 |  | 611.8667 | 428.0544 | 181.5585 | 0.14158 | 428.0544 | 181.5585 | 0.12543 | 417.2036 | 172.6607 | 0 | 578.0671 | 578.0418 | 66620.734 | 44.2604 | 66776.42 | 62951.95 | 60112.97 | 0 | 0 | 59744.066 | 743.4088 | 0 | 0 | 0 | 0 | 59744.066 | 743.4088 | 58241.246 | 57950.0391
7066 | 2021-10-22 09:00 | 697.35 |  | 306.1167 | 21.0308 | 8.3071 | 0.2 | 54.3414 | 65.443 | 35.9546 | 0 |  | 697.35 | 389.7061 | 307.3191 | 0.16136 | 389.7061 | 307.3191 | 0.14296 | 385.1157 | 292.2616 | 0 | 663.8297 | 663.8469 | 76510.78 | 48.4181 | 76808.58 | 71448.8 | 68984.695 | 0 | 0 | 68479.74 | 729.0666 | 0 | 0 | 0 | 0 | 68479.74 | 729.0666 | 66699.61 | 66366.1094
7067 | 2021-10-22 10:00 | 721.5 |  | 399.1833 | 21.9992 | 8.9096 | 0.2 | 65.1316 | 45.2122 | 24.9967 | 0 |  | 721.5 | 321.9755 | 400.1604 | 0.16695 | 321.9755 | 400.1604 | 0.14791 | 320.3114 | 380.5572 | 0 | 686.8512 | 686.8422 | 79160.12 | 49.5689 | 79488.79 | 73665.125 | 71000.64 | 0 | 0 | 70461.1 | 725.9972 | 0 | 0 | 0 | 0 | 70461.1 | 725.9972 | 68606.23 | 68263.1953
7068 | 2021-10-22 11:00 | 805.6167 |  | 372.95 | 22.8365 | 9.1088 | 0.2 | 71.2197 | 8.2829 | 18.4177 | 0 |  | 805.6167 | 433.2001 | 375.3943 | 0.18641 | 433.2001 | 375.3943 | 0.16515 | 432.0102 | 357.0083 | 0 | 773.2382 | 773.1729 | 89110.63 | 53.5915 | 89518.56 | 81855.625 | 78971.484 | 0 | 0 | 78280.24 | 713.7269 | 0 | 0 | 0 | 0 | 78280.24 | 713.7269 | 76117.69 | 75737.0938
7069 | 2021-10-22 12:00 | 861.6834 |  | 319.6333 | 23.4762 | 9.7837 | 0.2 | 68.168 | 325.8354 | 21.0317 | 0 |  | 861.6834 | 543.8401 | 322.4917 | 0.19938 | 543.8401 | 322.4917 | 0.17664 | 541.8356 | 306.6995 | 0 | 831.5644 | 831.5512 | 95838.26 | 55.553 | 96266.3 | 87447.43 | 85089.99 | 0 | 0 | 84269.055 | 703.8645 | 0 | 0 | 0 | 0 | 84269.055 | 703.8645 | 81857.07 | 81447.7891
7070 | 2021-10-22 13:00 | 765.05 |  | 306.65 | 23.9047 | 10.0571 | 0.2 | 58.5512 | 300.4448 | 30.7548 | 0 |  | 765.05 | 460.8748 | 309.5746 | 0.17702 | 460.8748 | 309.5746 | 0.15683 | 457.052 | 294.4167 | 0 | 736.4393 | 736.5656 | 84890.64 | 51.9663 | 85269.21 | 78387.195 | 75002.34 | 0 | 0 | 74396.64 | 724.4188 | 0 | 0 | 0 | 0 | 74396.64 | 724.4188 | 72389.445 | 72027.5
7071 | 2021-10-22 14:00 | 632.1333 |  | 244.85 | 23.9685 | 10.73 | 0.2 | 46.584 | 286.1789 | 42.849 | 0 |  | 632.1333 | 390.3128 | 247.4961 | 0.14627 | 390.3128 | 247.4961 | 0.12959 | 383.1701 | 235.379 | 0 | 606.1781 | 606.2319 | 69868.03 | 46.3682 | 70073.33 | 65610.15 | 63197.91 | 0 | 0 | 62772.08 | 733.1829 | 0 | 0 | 0 | 0 | 62772.08 | 733.1829 | 61199.934 | 60893.9336
7072 | 2021-10-22 15:00 | 462.9333 |  | 181.0167 | 23.5986 | 9.1075 | 0.2 | 33.832 | 276.5027 | 55.6938 | 0 |  | 462.9333 | 285.0668 | 183.1577 | 0.10712 | 285.0668 | 183.1577 | 0.0949 | 274.0025 | 174.1915 | 0 | 439.2301 | 439.1835 | 50617.89 | 41.0694 | 50484.855 | 48057.055 | 45781.418 | 0 | 0 | 45567.58 | 748.4783 | 0 | 0 | 0 | 0 | 45567.58 | 748.4783 | 44385.184 | 44163.2578
7073 | 2021-10-22 16:00 | 256.5667 |  | 121.8333 | 22.8946 | 9.1283 | 0.2 | 20.8433 | 268.6942 | 68.7583 | 0 |  | 256.5667 | 137.0759 | 123.3622 | 0.059366 | 137.0759 | 123.3622 | 0.052596 | 124.9966 | 117.324 | 0 | 237.4741 | 237.5542 | 27378.594 | 32.3356 | 26821.027 | 26219.299 | 25023.162 | 0 | 0 | 24960.666 | 760.9174 | 0 | 0 | 0 | 0 | 24960.666 | 760.9174 | 24112.207 | 23991.6465
7074 | 2021-10-22 17:00 | 79.6167 |  | 52.8 | 21.8617 | 8.0696 | 0.2 | 7.8889 | 261.4799 | 81.7833 | 0 |  | 79.6167 | 27.9069 | 53.3362 | 0.018422 | 27.9069 | 53.3362 | 0.016321 | 19.5331 | 50.7261 | 0 | 68.8541 | 68.8545 | 7935.8164 | 24.7332 | 7228.859 | 7233.594 | 6744.144 | 0 | 0 | 6739.339 | 748.8108 | 0 | 0 | 0 | 0 | 6739.339 | 748.8108 | 5952.5664 | 5922.8032
7075 | 2021-10-22 18:00 | 0 |  | 0 | 20.7834 | 7.6654 | 0.2
7076 | 2021-10-22 19:00 | 0 |  | 0 | 19.8228 | 7.1558 | 0.2
7077 | 2021-10-22 20:00 | 0 |  | 0 | 18.8829 | 6.4525 | 0.2
7078 | 2021-10-22 21:00 | 0 |  | 0 | 17.943 | 6.4646 | 0.2
7079 | 2021-10-22 22:00 | 0 |  | 0 | 17.0031 | 5.9638 | 0.2
7080 | 2021-10-22 23:00 | 0 |  | 0 | 16.099 | 6.2112 | 0.2
7081 | 2021-10-23 | 0 |  | 0 | 15.4151 | 5.9929 | 0.2
7082 | 2021-10-23 01:00 | 0 |  | 0 | 14.7879 | 5.2387 | 0.2
7083 | 2021-10-23 02:00 | 0 |  | 0 | 14.3414 | 5.5637 | 0.2
7084 | 2021-10-23 03:00 | 0 |  | 0 | 13.9406 | 4.7092 | 0.2
7085 | 2021-10-23 04:00 | 0 |  | 0 | 13.6844 | 3.9112 | 0.2
7086 | 2021-10-23 05:00 | 11.75 |  | 11.75 | 13.9382 | 4.6983 | 0.2 | 3.3731 | 101.2716 | 87.0042 | 0 |  | 11.75 | 0 | 11.8199 | 0.0027188 | 0 | 11.8199 | 0.0024087 | 0 | 11.241 | 0 | 11.0162 | 11.0153 | 1269.552 | 14.4738 | 805.9665 | 822.8119 | 800.7684 | 0 | 0 | 800.6894 | 682.9672 | 0 | 0 | 0 | 0 | 800.6894 | 682.9672 | 662.9357 | 659.6209716796875
7087 | 2021-10-23 06:00 | 162.3 |  | 121.5833 | 15.1879 | 4.2862 | 0.2 | 16.2729 | 94.0997 | 74.2397 | 0 |  | 162.3 | 39.4253 | 120.7267 | 0.037554 | 39.4253 | 120.7267 | 0.033271 | 34.1312 | 114.8078 | 0 | 145.9602 | 146.0253 | 16830.066 | 22.4216 | 16133.852 | 16257.457 | 15523.945 | 0 | 0 | 15500.892 | 774.2161 | 0 | 0 | 0 | 0 | 15500.892 | 774.2161 | 14631.448 | 14558.291
7088 | 2021-10-23 07:00 | 375.1 |  | 177.75 | 16.7172 | 4.9508 | 0.2 | 29.2882 | 86.6627 | 61.1655 | 0 |  | 375.1 | 194.4037 | 177.8267 | 0.086793 | 194.4037 | 177.8267 | 0.076895 | 183.9533 | 169.1096 | 0 | 346.0017 | 346.1117 | 39890.85 | 33.3521 | 39553.367 | 38557.7 | 36939.48 | 0 | 0 | 36805.957 | 761.0443 | 0 | 0 | 0 | 0 | 36805.957 | 761.0443 | 35823.652 | 35644.5352
7089 | 2021-10-23 08:00 | 555.4334 |  | 253.1167 | 18.2804 | 3.9696 | 0.2 | 42.1884 | 77.9307 | 48.2001 | 0 |  | 555.4334 | 299.8972 | 253.6877 | 0.12852 | 299.8972 | 253.6877 | 0.11386 | 292.3839 | 241.2553 | 0 | 522.9664 | 522.9144 | 60267.953 | 44.5602 | 60315.008 | 56794.953 | 54422.062 | 0 | 0 | 54115.434 | 739.7765 | 0 | 0 | 0 | 0 | 54115.434 | 739.7765 | 52737.137 | 52473.4531
7090 | 2021-10-23 09:00 | 722.8 |  | 279.45 | 19.7628 | 3.4688 | 0.2 | 54.5772 | 65.8944 | 35.7257 | 0 |  | 722.8 | 441.5911 | 280.7356 | 0.16725 | 441.5911 | 280.7356 | 0.14817 | 436.4679 | 266.9806 | 0 | 689.3795 | 689.4291 | 79458.875 | 55.2097 | 79789.58 | 72554.086 | 70078.74 | 0 | 0 | 69532.23 | 710.5475 | 0 | 0 | 0 | 0 | 69532.23 | 710.5475 | 67712.555 | 67373.9922
7091 | 2021-10-23 10:00 | 802.0833 |  | 333.6667 | 20.9949 | 2.6008 | 0.2 | 65.426 | 45.6767 | 24.7128 | 0 |  | 802.0833 | 467.889 | 335.5471 | 0.18559 | 467.889 | 335.5471 | 0.16443 | 465.53 | 319.1096 | 0 | 768.9468 | 768.9374 | 88621.41 | 62.1222 | 89028.46 | 79054.195 | 76639.75 | 0 | 0 | 75943.81 | 690.1052 | 0 | 0 | 0 | 0 | 75943.81 | 690.1052 | 73875.33 | 73505.9531
7092 | 2021-10-23 11:00 | 866.8833 |  | 340 | 21.9907 | 3.415 | 0.2 | 71.5721 | 8.3152 | 18.0712 | 0 |  | 866.8833 | 527.4943 | 342.4859 | 0.20058 | 527.4943 | 342.4859 | 0.17771 | 526.1009 | 325.7118 | 0 | 834.7764 | 834.6858 | 96200.56 | 65.011 | 96628.18 | 84922.76 | 81905.79 | 0 | 0 | 81098.58 | 682.7114 | 0 | 0 | 0 | 0 | 81098.58 | 682.7114 | 78820.13 | 78426.0312
7093 | 2021-10-23 12:00 | 810.1167 |  | 344.5667 | 22.6284 | 4.4475 | 0.2 | 68.4543 | 325.2791 | 20.7451 | 0 |  | 810.1167 | 467.0494 | 347.4274 | 0.18745 | 467.0494 | 347.4274 | 0.16607 | 465.3756 | 330.4139 | 0 | 779.8738 | 779.7539 | 89870.19 | 60.9731 | 90281.35 | 80485.016 | 77000.95 | 0 | 0 | 76317.516 | 700.6339 | 0 | 0 | 0 | 0 | 76317.516 | 700.6339 | 74234.1 | 73862.9297
7094 | 2021-10-23 13:00 | 727.9334 |  | 340.8667 | 22.9531 | 4.0904 | 0.2 | 58.7504 | 299.8863 | 30.5608 | 0 |  | 727.9334 | 389.1189 | 343.7879 | 0.16843 | 389.1189 | 343.7879 | 0.14922 | 385.9371 | 326.9544 | 0 | 698.6337 | 698.572 | 80512.12 | 57.8683 | 80854.28 | 72858.06 | 70645.086 | 0 | 0 | 70069.125 | 701.3828 | 0 | 0 | 0 | 0 | 70069.125 | 701.3828 | 68229.15 | 67888
7095 | 2021-10-23 14:00 | 633.4 |  | 250.9 | 23.0108 | 3.8792 | 0.2 | 46.7386 | 285.7179 | 42.7 | 0 |  | 633.4 | 385.4448 | 253.5539 | 0.14656 | 385.4448 | 253.5539 | 0.12985 | 378.455 | 241.1401 | 0 | 607.2031 | 607.0306 | 69964.375 | 53.6438 | 70171.45 | 64133.816 | 62188.5 | 0 | 0 | 61754.027 | 712.4745 | 0 | 0 | 0 | 0 | 61754.027 | 712.4745 | 60207.598 | 59906.5625
7096 | 2021-10-23 15:00 | 470.75 |  | 178.0333 | 22.6836 | 3.3104 | 0.2 | 33.9682 | 276.1116 | 55.5626 | 0 |  | 470.75 | 295.9354 | 180.1572 | 0.10892 | 295.9354 | 180.1572 | 0.096503 | 284.5375 | 171.3377 | 0 | 446.7577 | 446.6237 | 51475.203 | 45.8127 | 51358.547 | 48146.67 | 46143.574 | 0 | 0 | 45916.15 | 732.8912 | 0 | 0 | 0 | 0 | 45916.15 | 732.8912 | 44725.6 | 44501.9766
7097 | 2021-10-23 16:00 | 247.0833 |  | 130.6833 | 21.8902 | 4.2217 | 0.2 | 20.9761 | 268.3454 | 68.6302 | 0 |  | 247.0833 | 118.386 | 131.6002 | 0.057172 | 118.386 | 131.6002 | 0.050652 | 108.0473 | 125.1573 | 0 | 228.5405 | 228.4019 | 26324.105 | 33.238 | 25749.52 | 25101.385 | 23902.57 | 0 | 0 | 23845.51 | 759.4793 | 0 | 0 | 0 | 0 | 23845.51 | 759.4793 | 22972.838 | 22857.9746
7098 | 2021-10-23 17:00 | 78.3833 |  | 52.55 | 20.8277 | 3.8421 | 0.2 | 8.0284 | 261.1539 | 81.6483 | 0 |  | 78.3833 | 26.8508 | 53.073 | 0.018137 | 26.8508 | 53.073 | 0.016068 | 18.9449 | 50.4757 | 0 | 68.0322 | 68.0207 | 7839.6846 | 24.2661 | 7133.472 | 7147.979 | 6742.825 | 0 | 0 | 6738.052 | 750.0977 | 0 | 0 | 0 | 0 | 6738.052 | 750.0977 | 5951.3486 | 5921.5918
7099 | 2021-10-23 18:00 | 0 |  | 0 | 19.7657 | 3.2221 | 0.2
7100 | 2021-10-23 19:00 | 0 |  | 0 | 19.0033 | 1.6608 | 0.2
7101 | 2021-10-23 20:00 | 0 |  | 0 | 18.2929 | 0.9025 | 0.2
7102 | 2021-10-23 21:00 | 0 |  | 0 | 17.5825 | 0.85083 | 0.2
7103 | 2021-10-23 22:00 | 0 |  | 0 | 16.8721 | 0.61458 | 0.2
7104 | 2021-10-23 23:00 | 0 |  | 0 | 16.1993 | 0.42583 | 0.2
7105 | 2021-10-24 | 0 |  | 0 | 15.7589 | 0.38792 | 0.2
7106 | 2021-10-24 01:00 | 0 |  | 0 | 15.3853 | 0.42167 | 0.2
7107 | 2021-10-24 02:00 | 0 |  | 0 | 15.2101 | 1.2167 | 0.2
7108 | 2021-10-24 03:00 | 0 |  | 0 | 15.0022 | 2.0492 | 0.2
7109 | 2021-10-24 04:00 | 0 |  | 0 | 14.8677 | 1.5525 | 0.2
7110 | 2021-10-24 05:00 | 5.8167 |  | 5.8167 | 15.0077 | 1.6733 | 0.2 | 3.5743 | 101.5587 | 86.8628 | 0 |  | 5.8167 | 0 | 5.9234 | 0.0013459 | 0 | 5.9234 | 0.0011924 | 0 | 5.6334 | 0 | 5.5207 | 5.5211 | 636.3106 | 15.3158 | 261.3257 | 259.9207 | 256.4641 | 0 | 0 | 256.4531 | 591.3255 | 0 | 0 | 0 | 13.1185 | 243.3346 | 649.9997 | 200.2074 | 199.20639038085938
7111 | 2021-10-24 06:00 | 82.5833 |  | 82.0333 | 15.6115 | 1.8233 | 0.2 | 16.4649 | 94.4047 | 74.0512 | 0 |  | 82.5833 | 0.53265 | 81.4623 | 0.019109 | 0.53265 | 81.4623 | 0.016929 | 0.46225 | 77.4706 | 0 | 76.3742 | 76.3723 | 8802.092 | 19.8434 | 8085.2227 | 8214.393 | 7932.4243 | 0 | 0 | 7926.227 | 765.659 | 0 | 0 | 0 | 0 | 7926.227 | 765.659 | 7088.4966 | 7053.0537
7112 | 2021-10-24 07:00 | 183.9333 |  | 178.8833 | 16.454 | 2.1217 | 0.2 | 29.4793 | 86.9991 | 60.9785 | 0 |  | 183.9333 | 4.9745 | 177.7282 | 0.04256 | 4.9745 | 177.7282 | 0.037706 | 4.7101 | 169.0195 | 0 | 170.255 | 170.2621 | 19623.512 | 25.7614 | 18955.555 | 18909.92 | 18127.99 | 0 | 0 | 18096.695 | 772.2209 | 0 | 0 | 0.33809 | 0 | 18096.357 | 771.1212 | 17191.053 | 17105.0977
7113 | 2021-10-24 08:00 | 332.5833 |  | 297.3 | 17.6372 | 2.7892 | 0.2 | 42.3899 | 78.3172 | 48.0037 | 0 |  | 332.5833 | 34.999 | 299.9674 | 0.076955 | 34.999 | 299.9674 | 0.068179 | 34.1321 | 285.2717 | 0 | 313.0158 | 313.0246 | 36075.91 | 34.2367 | 35667.434 | 34676.285 | 32970.65 | 0 | 0 | 32863.742 | 764.3776 | 0 | 0 | 0 | 0 | 32863.742 | 764.3776 | 31932.758 | 31773.0938
7114 | 2021-10-24 09:00 | 585.0833 |  | 350.95 | 19.1714 | 4.5012 | 0.2 | 54.8073 | 66.3499 | 35.5025 | 0 |  | 585.0833 | 233.1896 | 351.3135 | 0.13538 | 233.1896 | 351.3135 | 0.11994 | 230.524 | 334.1003 | 0 | 553.3319 | 553.3478 | 63773.746 | 46.3161 | 63882.434 | 59821.523 | 57691.72 | 0 | 0 | 57341.566 | 733.8716 | 0 | 0 | 0 | 0 | 57341.566 | 733.8716 | 55891.46 | 55612.0039
7115 | 2021-10-24 10:00 | 675.35 |  | 447.1833 | 20.5429 | 5.3192 | 0.2 | 65.7148 | 46.1526 | 24.4345 | 0 |  | 675.35 | 227.8943 | 448.0915 | 0.15627 | 227.8943 | 448.0915 | 0.13845 | 226.7731 | 426.14 | 0 | 639.8549 | 639.8526 | 73745.2 | 50.7844 | 74007.16 | 68301.75 | 65546.93 | 0 | 0 | 65082.957 | 724.6791 | 0 | 0 | 0 | 0 | 65082.957 | 724.6791 | 63427.91 | 63110.7695
7116 | 2021-10-24 11:00 | 744.5666 |  | 358.6833 | 21.7079 | 6.0692 | 0.2 | 71.9212 | 8.3569 | 17.7284 | 0 |  | 744.5666 | 386.3027 | 361.1401 | 0.17228 | 386.3027 | 361.1401 | 0.15263 | 385.3217 | 343.4522 | 0 | 714.1984 | 714.1395 | 82308.25 | 54.3281 | 82668.67 | 75407.44 | 72694.3 | 0 | 0 | 72111.24 | 714.5997 | 0 | 0 | 0 | 0 | 72111.24 | 714.5997 | 70193.13 | 69842.1719
7117 | 2021-10-24 12:00 | 804.0833 |  | 358.7667 | 22.6766 | 6.7796 | 0.2 | 68.7376 | 324.7197 | 20.4615 | 0 |  | 804.0833 | 446.7147 | 361.6117 | 0.18605 | 446.7147 | 361.6117 | 0.16484 | 445.1582 | 343.9034 | 0 | 773.2805 | 773.1511 | 89107.54 | 56.869 | 89517.125 | 80954.52 | 78603.11 | 0 | 0 | 77900.72 | 704.1957 | 0 | 0 | 0 | 0 | 77900.72 | 704.1957 | 75753.57 | 75374.7969
7118 | 2021-10-24 13:00 | 690.6167 |  | 371.5167 | 23.1972 | 7.8683 | 0.2 | 58.9475 | 299.3295 | 30.369 | 0 |  | 690.6167 | 320.7613 | 373.4925 | 0.1598 | 320.7613 | 373.4925 | 0.14158 | 318.1755 | 355.2025 | 0 | 659.9105 | 659.8885 | 76053.15 | 50.9702 | 76345.08 | 70420.77 | 68126.71 | 0 | 0 | 67621.81 | 721.2212 | 0 | 0 | 0 | 0 | 67621.81 | 721.2212 | 65873.64 | 65544.2656
7119 | 2021-10-24 14:00 | 481.0167 |  | 361.2833 | 23.1812 | 8.2613 | 0.2 | 46.8924 | 285.2602 | 42.5518 | 0 |  | 481.0167 | 120.6405 | 362.2267 | 0.1113 | 120.6405 | 362.2267 | 0.098607 | 118.4724 | 344.4878 | 0 | 453.7011 | 453.7253 | 52292.957 | 41.9389 | 52192.05 | 49553.05 | 47972.53 | 0 | 0 | 47734.168 | 742.189 | 0 | 0 | 0 | 0 | 47734.168 | 742.189 | 46501.34 | 46268.8359
7120 | 2021-10-24 15:00 | 436.6167 |  | 214.6333 | 23.1944 | 8.2517 | 0.2 | 34.1044 | 275.7241 | 55.4315 | 0 |  | 436.6167 | 224.3852 | 215.9846 | 0.10103 | 224.3852 | 215.9846 | 0.089506 | 215.8094 | 205.4092 | 0 | 412.7942 | 412.5724 | 47551.215 | 40.2582 | 47359.504 | 45199.43 | 43458.695 | 0 | 0 | 43263.84 | 746.2161 | 0 | 0 | 0 | 0 | 43263.84 | 746.2161 | 42135.637 | 41924.9609
7121 | 2021-10-24 16:00 | 336.5333 |  | 85.7833 | 22.8559 | 7.9275 | 0.2 | 21.1093 | 268.0002 | 68.5015 | 0 |  | 336.5333 | 254.948 | 87.5372 | 0.077869 | 254.948 | 87.5372 | 0.068989 | 232.8834 | 83.2535 | 0 | 309.8142 | 309.7129 | 35695.348 | 35.8559 | 35280.934 | 34116.92 | 32480.844 | 0 | 0 | 32374.21 | 758.0744 | 0 | 0 | 0 | 0 | 32374.21 | 758.0744 | 31450.498 | 31293.2461
7122 | 2021-10-24 17:00 | 104.85 |  | 59.0833 | 22.0576 | 7.5567 | 0.2 | 8.1688 | 260.8316 | 81.5123 | 0 |  | 104.85 | 47.5131 | 59.9457 | 0.024261 | 47.5131 | 59.9457 | 0.021494 | 33.7839 | 57.0129 | 0 | 88.9809 | 88.9721 | 10254.273 | 25.8557 | 9534.192 | 9505.512 | 8915.903 | 0 | 0 | 8907.574 | 754.4889 | 0 | 0 | 0 | 0 | 8907.574 | 754.4889 | 8047.5244 | 8007.2866
7123 | 2021-10-24 18:00 | 0.35 |  | 0.35 | 21.1024 | 6.4567 | 0.2 | -4.5081 | 253.4248 | 90 | 0 |  | 0.35 | 0 | 0.38395 | 8.0985104e-05 | 0 | 0.38395 | 0 | 0 | 0.36514 | 0 | 0.35784 | 0.35784 | 41.2408 | 21.1185 | 1.1289 | 1.1245 | 1.1215 | 0 | 0 | 1.1214 | 39.5463 | 0 | 0 | 0 | 1.1214 | 0 | 650 | 0 | 0
7124 | 2021-10-24 19:00 | 0 |  | 0 | 20.1294 | 5.8963 | 0.2
7125 | 2021-10-24 20:00 | 0 |  | 0 | 19.156 | 4.4454 | 0.2
7126 | 2021-10-24 21:00 | 0 |  | 0 | 18.1826 | 4.2 | 0.2
7127 | 2021-10-24 22:00 | 0 |  | 0 | 17.2092 | 4.2967 | 0.2
7128 | 2021-10-24 23:00 | 0 |  | 0 | 16.2425 | 4.8967 | 0.2
7129 | 2021-10-25 | 0 |  | 0 | 15.3068 | 4.9638 | 0.2
7130 | 2021-10-25 01:00 | 0 |  | 0 | 14.3585 | 4.7387 | 0.2
7131 | 2021-10-25 02:00 | 0 |  | 0 | 13.7013 | 4.8329 | 0.2
7132 | 2021-10-25 03:00 | 0 |  | 0 | 13.1167 | 5.3438 | 0.2
7133 | 2021-10-25 04:00 | 0 |  | 0 | 12.7319 | 3.3667 | 0.2
7134 | 2021-10-25 05:00 | 15.5333 |  | 14.7333 | 12.9893 | 1.9688 | 0.2 | 3.7714 | 101.8448 | 86.6986 | 0 |  | 15.5333 | 0.5289 | 15.3421 | 0.0035942 | 0.5289 | 15.3421 | 0.0031843 | 0.28419 | 14.5917 | 0 | 14.5783 | 14.5756 | 1679.8303 | 13.7916 | 1179.0883 | 1211.5898 | 1172.4943 | 0 | 0 | 1172.3354 | 704.9891 | 0 | 0 | 0 | 0 | 1172.3354 | 704.9891 | 974.6993 | 969.8258666992188
7135 | 2021-10-25 06:00 | 198.6833 |  | 92.7667 | 14.3473 | 1.7612 | 0.2 | 16.6524 | 94.7091 | 73.8671 | 0 |  | 198.6833 | 102.5907 | 92.4926 | 0.045973 | 102.5907 | 92.4926 | 0.04073 | 89.2398 | 87.9562 | 0 | 173.652 | 173.6227 | 20010.416 | 23.9953 | 19349.252 | 19398.7 | 18298.932 | 0 | 0 | 18267.605 | 775.5378 | 0 | 0 | 0 | 0 | 18267.605 | 775.5378 | 17361.041 | 17274.2363
7136 | 2021-10-25 07:00 | 421.7667 |  | 137.1833 | 15.9247 | 1.9758 | 0.2 | 29.6655 | 87.3353 | 60.7963 | 0 |  | 421.7667 | 280.3188 | 137.8018 | 0.097591 | 280.3188 | 137.8018 | 0.086461 | 265.5851 | 131.0463 | 0 | 388.6988 | 388.7865 | 44809.367 | 37.3192 | 44565.223 | 42909.617 | 40509.91 | 0 | 0 | 40348.25 | 757.0351 | 0 | 0 | 0 | 0 | 40348.25 | 757.0351 | 39289.492 | 39093.043
7137 | 2021-10-25 08:00 | 596.7167 |  | 212.7 | 17.4215 | 1.6138 | 0.2 | 42.586 | 78.7046 | 47.8126 | 0 |  | 596.7167 | 380.9002 | 213.4288 | 0.13807 | 380.9002 | 213.4288 | 0.12233 | 371.5708 | 202.9692 | 0 | 563.0493 | 563.0306 | 64891.23 | 48.919 | 65018.01 | 60362.395 | 57837.797 | 0 | 0 | 57482.004 | 727.4033 | 0 | 0 | 0 | 0 | 57482.004 | 727.4033 | 56028.8 | 55748.6562
7138 | 2021-10-25 09:00 | 761.3166 |  | 259.9167 | 18.7704 | 1.7733 | 0.2 | 55.0315 | 66.8093 | 35.2852 | 0 |  | 761.3166 | 499.3474 | 261.4267 | 0.17616 | 499.3474 | 261.4267 | 0.15607 | 493.7217 | 248.6176 | 0 | 727.4924 | 727.5395 | 83851.49 | 59.1765 | 84224.75 | 75557.22 | 73110.484 | 0 | 0 | 72501.78 | 699.0922 | 0 | 0 | 0 | 0 | 72501.78 | 699.0922 | 70568.58 | 70215.7344
7139 | 2021-10-25 10:00 | 849.4 |  | 303.3667 | 19.8853 | 1.9717 | 0.2 | 65.9978 | 46.6401 | 24.1622 | 0 |  | 849.4 | 545.3448 | 305.253 | 0.19654 | 545.3448 | 305.253 | 0.17413 | 542.7261 | 290.2996 | 0 | 816.3652 | 816.3709 | 94087.78 | 64.8177 | 94513.95 | 83123.24 | 80464.1 | 0 | 0 | 79686.68 | 684.4232 | 0 | 0 | 0 | 0 | 79686.68 | 684.4232 | 77466.62 | 77079.2812
7140 | 2021-10-25 11:00 | 890.9 |  | 324.5667 | 20.7453 | 2.5821 | 0.2 | 72.2669 | 8.4086 | 17.3893 | 0 |  | 890.9 | 566.908 | 327.042 | 0.20614 | 566.908 | 327.042 | 0.18263 | 565.5242 | 311.0243 | 0 | 859.0175 | 858.9377 | 98995.65 | 66.7255 | 99421.09 | 86841.02 | 84093.57 | 0 | 0 | 83227.63 | 677.7761 | 0 | 0 | 0 | 0 | 83227.63 | 677.7761 | 80859.88 | 80455.5781
7141 | 2021-10-25 12:00 | 859.7333 |  | 328.8667 | 21.3054 | 3.0258 | 0.2 | 69.018 | 324.1574 | 20.1809 | 0 |  | 859.7333 | 532.4905 | 331.7082 | 0.19893 | 532.4905 | 331.7082 | 0.17624 | 530.6867 | 315.4645 | 0 | 829.2282 | 829.2296 | 95572.27 | 64.808 | 95998.84 | 84427.66 | 82078.914 | 0 | 0 | 81263.016 | 681.2791 | 0 | 0 | 0 | 0 | 81263.016 | 681.2791 | 78977.73 | 78582.8359
7142 | 2021-10-25 13:00 | 749.4667 |  | 322.1833 | 21.5407 | 2.5758 | 0.2 | 59.1427 | 298.7744 | 30.1793 | 0 |  | 749.4667 | 429.4672 | 325.0946 | 0.17342 | 429.4672 | 325.0946 | 0.15364 | 426.0536 | 309.1765 | 0 | 720.5255 | 720.4326 | 83034.86 | 60.1175 | 83399.36 | 74559.695 | 71295.445 | 0 | 0 | 70704.4 | 699.7672 | 0 | 0 | 0 | 0 | 70704.4 | 699.7672 | 68840.26 | 68496.0625
7143 | 2021-10-25 14:00 | 640.5833 |  | 252.2 | 21.5055 | 2.9708 | 0.2 | 47.0453 | 284.8059 | 42.4044 | 0 |  | 640.5833 | 391.2789 | 254.8427 | 0.14822 | 391.2789 | 254.8427 | 0.13132 | 384.3101 | 242.3657 | 0 | 614.1422 | 614.0804 | 70772.95 | 53.8018 | 70992.22 | 64852.41 | 63050.332 | 0 | 0 | 62602.785 | 711.1727 | 0 | 0 | 0 | 0 | 62602.785 | 711.1727 | 61036.645 | 60731.4609
7144 | 2021-10-25 15:00 | 470.2667 |  | 181.9667 | 21.0945 | 3.3725 | 0.2 | 34.2407 | 275.3403 | 55.3003 | 0 |  | 470.2667 | 291.3693 | 184.0935 | 0.10881 | 291.3693 | 184.0935 | 0.096404 | 280.3188 | 175.0813 | 0 | 446.2921 | 446.3123 | 51437.96 | 44.1423 | 51320.58 | 48368.098 | 46450.46 | 0 | 0 | 46223.81 | 738.7059 | 0 | 0 | 0 | 0 | 46223.81 | 738.7059 | 45026.082 | 44800.9492
7145 | 2021-10-25 16:00 | 271.55 |  | 113.7667 | 20.2977 | 3.7071 | 0.2 | 21.2432 | 267.6587 | 68.3723 | 0 |  | 271.55 | 160.3752 | 115.2491 | 0.062833 | 160.3752 | 115.2491 | 0.055667 | 146.6204 | 109.608 | 0 | 251.1038 | 251.0299 | 28932.354 | 33.0652 | 28399.947 | 27698.809 | 26259.135 | 0 | 0 | 26189.816 | 760.4601 | 0 | 0 | 0 | 0 | 26189.816 | 760.4601 | 25326.412 | 25199.7793
7146 | 2021-10-25 17:00 | 83.65 |  | 51.15 | 19.2331 | 4.5942 | 0.2 | 8.3101 | 260.5133 | 81.3755 | 0 |  | 83.65 | 33.7017 | 51.9815 | 0.019355 | 33.7017 | 51.9815 | 0.017148 | 24.1435 | 49.4384 | 0 | 72.1103 | 72.1137 | 8311.315 | 22.7558 | 7601.2217 | 7652.2524 | 7187.4263 | 0 | 0 | 7182.0684 | 758.7155 | 0 | 0 | 0 | 0 | 7182.0684 | 758.7155 | 6373.2197 | 6341.3535
7147 | 2021-10-25 18:00 | 0 |  | 0 | 18.143 | 4.7196 | 0.2
7148 | 2021-10-25 19:00 | 0 |  | 0 | 17.2118 | 3.1858 | 0.2
7149 | 2021-10-25 20:00 | 0 |  | 0 | 16.3085 | 2.4413 | 0.2
7150 | 2021-10-25 21:00 | 0 |  | 0 | 15.4075 | 2.1387 | 0.2
7151 | 2021-10-25 22:00 | 0 |  | 0 | 14.508 | 2.0758 | 0.2
7152 | 2021-10-25 23:00 | 0 |  | 0 | 13.5972 | 1.9138 | 0.2
7153 | 2021-10-26 | 0 |  | 0 | 13.0794 | 1.8854 | 0.2
7154 | 2021-10-26 01:00 | 0 |  | 0 | 12.5609 | 2.2862 | 0.2
7155 | 2021-10-26 02:00 | 0 |  | 0 | 12.1861 | 2.175 | 0.2
7156 | 2021-10-26 03:00 | 0 |  | 0 | 11.8476 | 2.3854 | 0.2
7157 | 2021-10-26 04:00 | 0 |  | 0 | 11.6119 | 2.5379 | 0.2
7158 | 2021-10-26 05:00 | 15.7 |  | 14.9667 | 11.8654 | 2.2783 | 0.2 | 3.9642 | 102.1298 | 86.538 | 0 |  | 15.7 | 0.50837 | 15.5328 | 0.0036328 | 0.50837 | 15.5328 | 0.0032185 | 0.27597 | 14.773 | 0 | 14.748 | 14.7465 | 1699.5376 | 12.6658 | 1197.2345 | 1233.5104 | 1190.4547 | 0 | 0 | 1190.2915 | 708.6896 | 0 | 0 | 0 | 0 | 1190.2915 | 708.6896 | 989.8274 | 984.8782348632812
7159 | 2021-10-26 06:00 | 222.45 |  | 81.45 | 13.2753 | 1.8525 | 0.2 | 16.8353 | 95.0126 | 73.6876 | 0 |  | 222.45 | 136.5924 | 81.5096 | 0.051472 | 136.5924 | 81.5096 | 0.045602 | 119.08 | 77.5116 | 0 | 192.6597 | 192.634 | 22201.51 | 23.9353 | 21568.975 | 21623.783 | 20162.8 | 0 | 0 | 20124.975 | 779.5717 | 0 | 0 | 23.2935 | 0 | 20101.68 | 775.9872 | 19190.22 | 19094.2695
7160 | 2021-10-26 07:00 | 444.7 |  | 106.3167 | 14.9079 | 1.6767 | 0.2 | 29.8467 | 87.6711 | 60.619 | 0 |  | 444.7 | 333.3024 | 106.9687 | 0.1029 | 333.3024 | 106.9687 | 0.091163 | 315.9716 | 101.7243 | 0 | 409.342 | 409.4033 | 47184.68 | 37.7456 | 46985.97 | 45182.523 | 43234.523 | 0 | 0 | 43047.805 | 753.214 | 0 | 0 | 0 | 0 | 43047.805 | 753.214 | 41924.715 | 41715.0938
7161 | 2021-10-26 08:00 | 651.4667 |  | 143.7333 | 16.3564 | 1.5475 | 0.2 | 42.7766 | 79.0928 | 47.6269 | 0 |  | 651.4667 | 503.5843 | 144.9113 | 0.15074 | 503.5843 | 144.9113 | 0.13355 | 491.383 | 137.8092 | 0 | 616.6084 | 616.6952 | 71076.74 | 50.9602 | 71300.26 | 65751.48 | 63413.625 | 0 | 0 | 62979.65 | 722.8285 | 0 | 0 | 0 | 0 | 62979.65 | 722.8285 | 61400.13 | 61093.1289
7162 | 2021-10-26 09:00 | 828.5167 |  | 168.8167 | 17.6947 | 2.22 | 0.2 | 55.2497 | 67.2725 | 35.0738 | 0 |  | 828.5167 | 656.9578 | 170.2555 | 0.19171 | 656.9578 | 170.2555 | 0.16984 | 649.6606 | 161.9137 | 0 | 795.3428 | 795.3185 | 91662.93 | 60.9765 | 92082.984 | 82093.58 | 79419.08 | 0 | 0 | 78682.47 | 694.2463 | 0 | 0 | 0 | 0 | 78682.47 | 694.2463 | 76503.53 | 76121.0156
7163 | 2021-10-26 10:00 | 934.2333 |  | 213.3 | 18.8372 | 2.7062 | 0.2 | 66.275 | 47.1391 | 23.8958 | 0 |  | 934.2333 | 719.9763 | 215.4275 | 0.21617 | 719.9763 | 215.4275 | 0.19152 | 716.6008 | 204.8747 | 0 | 903.046 | 903.05 | 104081.61 | 66.9065 | 104489.83 | 91205.086 | 88524.53 | 0 | 0 | 87560.65 | 676.3879 | 0 | 0 | 0 | 0 | 87560.65 | 676.3879 | 85006.5 | 84581.4688
7164 | 2021-10-26 11:00 | 975.0333 |  | 234.25 | 19.7133 | 3.6933 | 0.2 | 72.6091 | 8.4709 | 17.0541 | 0 |  | 975.0333 | 741.482 | 236.7966 | 0.22561 | 741.482 | 236.7966 | 0.19988 | 739.7427 | 225.1996 | 0 | 945.6434 | 945.6582 | 108988.51 | 67.8399 | 109358.03 | 95121.734 | 90868.2 | 0 | 0 | 89806.85 | 659.4892 | 0 | 0 | 0 | 0 | 89806.85 | 659.4892 | 87153.62 | 86717.8438
7165 | 2021-10-26 12:00 | 957.0833 |  | 221.4667 | 20.3032 | 4.1483 | 0.2 | 69.2955 | 323.5924 | 19.9035 | 0 |  | 957.0833 | 737.808 | 224.3363 | 0.22146 | 737.808 | 224.3363 | 0.1962 | 735.3781 | 213.3517 | 0 | 929.7552 | 929.6431 | 107143.875 | 66.6453 | 107530.17 | 93944.22 | 91367.23 | 0 | 0 | 90341.04 | 675.5779 | 0 | 0 | 0 | 0 | 90341.04 | 675.5779 | 87663.984 | 87225.6641
7166 | 2021-10-26 13:00 | 863.7 |  | 202.85 | 20.5798 | 4.1275 | 0.2 | 59.3359 | 298.2216 | 29.9917 | 0 |  | 863.7 | 664.1654 | 205.8453 | 0.19985 | 664.1654 | 205.8453 | 0.17706 | 658.9598 | 195.7676 | 0 | 837.6329 | 837.5962 | 96535.914 | 62.373 | 96959.89 | 86002.516 | 83100.22 | 0 | 0 | 82279.99 | 689.8434 | 0 | 0 | 0 | 0 | 82279.99 | 689.8434 | 79952.18 | 79552.4141
7167 | 2021-10-26 14:00 | 715.2833 |  | 163.05 | 20.5397 | 3.6292 | 0.2 | 47.1975 | 284.3552 | 42.2579 | 0 |  | 715.2833 | 556.2842 | 165.8312 | 0.16551 | 556.2842 | 165.8312 | 0.14663 | 546.465 | 157.7135 | 0 | 690.095 | 689.9402 | 79518.26 | 55.7549 | 79847.555 | 72460.59 | 69880.01 | 0 | 0 | 69333.414 | 710.8502 | 0 | 0 | 0 | 0 | 69333.414 | 710.8502 | 67521.24 | 67183.6328
7168 | 2021-10-26 15:00 | 518.05 |  | 119.5167 | 20.0926 | 3.2758 | 0.2 | 34.3769 | 274.9603 | 55.1691 | 0 |  | 518.05 | 402.7076 | 121.823 | 0.11987 | 402.7076 | 121.823 | 0.1062 | 387.5517 | 115.8605 | 0 | 493.344 | 493.305 | 56855.78 | 45.6795 | 56839.883 | 53309.656 | 51515.86 | 0 | 0 | 51231.15 | 731.9114 | 0 | 0 | 0 | 0 | 51231.15 | 731.9114 | 49918.04 | 49668.4492
7169 | 2021-10-26 16:00 | 300.2 |  | 90.7 | 19.2467 | 3.35 | 0.2 | 21.3776 | 267.3211 | 68.2425 | 0 |  | 300.2 | 212.8765 | 92.4809 | 0.069462 | 212.8765 | 92.4809 | 0.06154 | 194.7833 | 87.9551 | 0 | 277.0836 | 277.1439 | 31941.932 | 33.5733 | 31460.89 | 30633.785 | 29249.586 | 0 | 0 | 29163.49 | 760.0391 | 0 | 0 | 0 | 0 | 29163.49 | 760.0391 | 28270.043 | 28128.6914
7170 | 2021-10-26 17:00 | 96.4667 |  | 52.4667 | 18.1272 | 3.25 | 0.2 | 8.4523 | 260.199 | 81.2377 | 0 |  | 96.4667 | 45.5766 | 53.3002 | 0.022321 | 45.5766 | 53.3002 | 0.019775 | 32.888 | 50.6926 | 0 | 81.909 | 81.8875 | 9437.602 | 22.3795 | 8720.316 | 8788.12 | 8296.5625 | 0 | 0 | 8289.404 | 761.0193 | 0 | 0 | 0 | 0 | 8289.404 | 761.0193 | 7441.323 | 7404.1162
7171 | 2021-10-26 18:00 | 0 |  | 0 | 16.9861 | 3.1325 | 0.2
7172 | 2021-10-26 19:00 | 0 |  | 0 | 16.0885 | 1.7067 | 0.2
7173 | 2021-10-26 20:00 | 0 |  | 0 | 15.2778 | 1.7 | 0.2
7174 | 2021-10-26 21:00 | 0 |  | 0 | 14.3467 | 1.3913 | 0.2
7175 | 2021-10-26 22:00 | 0 |  | 0 | 13.3928 | 0.91625 | 0.2
7176 | 2021-10-26 23:00 | 0 |  | 0 | 12.5287 | 0.56375 | 0.2
7177 | 2021-10-27 | 0 |  | 0 | 12.2104 | 0.575 | 0.2
7178 | 2021-10-27 01:00 | 0 |  | 0 | 11.9301 | 0.58542 | 0.2
7179 | 2021-10-27 02:00 | 0 |  | 0 | 11.7167 | 1.1071 | 0.2
7180 | 2021-10-27 03:00 | 0 |  | 0 | 11.5212 | 1.6008 | 0.2
7181 | 2021-10-27 04:00 | 0 |  | 0 | 11.398 | 1.0525 | 0.2
7182 | 2021-10-27 05:00 | 17.2833 |  | 17.2833 | 11.7549 | 1.2942 | 0.2 | 4.1527 | 102.4137 | 86.381 | 0 |  | 17.2833 | 0 | 17.2323 | 0.0039991 | 0 | 17.2323 | 0.003543 | 0 | 16.3882 | 0 | 16.0604 | 16.0604 | 1851.0028 | 12.6666 | 1336.7728 | 1379.0436 | 1334.1534 | 0 | 0 | 1333.9524 | 715.0225 | 0 | 0 | 0 | 0 | 1333.9524 | 715.0225 | 1111.078 | 1105.5225830078125
7183 | 2021-10-27 06:00 | 227 |  | 80.1833 | 13.348 | 2.0854 | 0.2 | 17.0136 | 95.3153 | 73.5126 | 0 |  | 227 | 142.2468 | 80.2487 | 0.052525 | 142.2468 | 80.2487 | 0.046535 | 124.2708 | 76.3124 | 0 | 196.5715 | 196.5603 | 22653.871 | 24.1106 | 22027.59 | 22071.111 | 20644.404 | 0 | 0 | 20604.793 | 780.9088 | 0 | 0 | 3.1991 | 0 | 20601.594 | 779.5518 | 19691.525 | 19593.0684
7184 | 2021-10-27 07:00 | 446.1 |  | 107.0167 | 15.1492 | 1.8017 | 0.2 | 30.023 | 88.0065 | 60.4467 | 0 |  | 446.1 | 333.9814 | 107.6677 | 0.10322 | 333.9814 | 107.6677 | 0.09145 | 316.7956 | 102.3891 | 0 | 410.801 | 411.0231 | 47372.723 | 37.9472 | 47177.613 | 45336.96 | 43255.4 | 0 | 0 | 43068.945 | 754.654 | 0 | 0 | 0 | 0 | 43068.945 | 754.654 | 41945.355 | 41735.6289
7185 | 2021-10-27 08:00 | 647.7 |  | 156.8667 | 16.7199 | 1.9587 | 0.2 | 42.9617 | 79.4815 | 47.4467 | 0 |  | 647.7 | 486.7948 | 158.0503 | 0.14987 | 486.7948 | 158.0503 | 0.13278 | 475.1238 | 150.3043 | 0 | 612.9196 | 612.9529 | 70641.81 | 50.4761 | 70859.11 | 65449.64 | 62792.184 | 0 | 0 | 62357.215 | 718.4853 | 0 | 0 | 0 | 0 | 62357.215 | 718.4853 | 60797.785 | 60493.7969
7186 | 2021-10-27 09:00 | 812.8833 |  | 208.0667 | 18.1798 | 2.4492 | 0.2 | 55.4618 | 67.739 | 34.8686 | 0 |  | 812.8833 | 602.2648 | 209.7365 | 0.18809 | 602.2648 | 209.7365 | 0.16664 | 595.6667 | 199.46 | 0 | 779.2242 | 779.2888 | 89815.375 | 60.1494 | 90227.79 | 80672.914 | 78038.97 | 0 | 0 | 77341.38 | 699.8719 | 0 | 0 | 0 | 0 | 77341.38 | 699.8719 | 75216.84 | 74840.7578
7187 | 2021-10-27 10:00 | 927.5666 |  | 231.9833 | 19.4396 | 2.1404 | 0.2 | 66.5461 | 47.6497 | 23.6357 | 0 |  | 927.5666 | 694.6138 | 234.1054 | 0.21463 | 694.6138 | 234.1054 | 0.19015 | 691.4332 | 222.6376 | 0 | 895.7893 | 895.7896 | 103242.28 | 68.3659 | 103654.47 | 90000.01 | 87007.125 | 0 | 0 | 86076.94 | 674.8068 | 0 | 0 | 0 | 0 | 86076.94 | 674.8068 | 83587.32 | 83169.3828
7188 | 2021-10-27 11:00 | 966.2333 |  | 257.0667 | 20.4104 | 1.9863 | 0.2 | 72.9478 | 8.5445 | 16.7229 | 0 |  | 966.2333 | 709.7851 | 259.6007 | 0.22357 | 709.7851 | 259.6007 | 0.19808 | 708.1856 | 246.8866 | 0 | 935.9707 | 936.018 | 107878.33 | 71.8938 | 108258.414 | 92775.36 | 89801.27 | 0 | 0 | 88743.65 | 654.203 | 0 | 0 | 0 | 49.7762 | 88693.875 | 657.4719 | 86089.945 | 85659.4922
7189 | 2021-10-27 12:00 | 935.7333 |  | 261.9 | 21.0603 | 2.3354 | 0.2 | 69.5699 | 323.0253 | 19.6291 | 0 |  | 935.7333 | 675.7872 | 264.804 | 0.21652 | 675.7872 | 264.804 | 0.19182 | 673.6234 | 251.8373 | 0 | 906.9515 | 906.9409 | 104526.08 | 70.1582 | 104931.2 | 90511.31 | 88034.09 | 0 | 0 | 87053.73 | 665.6075 | 0 | 0 | 0 | 6.2772 | 87047.45 | 666.5964 | 84515.7 | 84093.125
7190 | 2021-10-27 13:00 | 854.75 |  | 219.9333 | 21.3966 | 2.3638 | 0.2 | 59.5272 | 297.6711 | 29.8061 | 0 |  | 854.75 | 637.9422 | 222.9794 | 0.19778 | 637.9422 | 222.9794 | 0.17522 | 633.0114 | 212.0626 | 0 | 828.1725 | 828.1374 | 95443.055 | 66.1706 | 95869.64 | 83901.22 | 81841.414 | 0 | 0 | 81016.234 | 676.42 | 0 | 0 | 0 | 0 | 81016.234 | 676.42 | 78741.21 | 78347.5078
7191 | 2021-10-27 14:00 | 707 |  | 179 | 21.3947 | 2.0542 | 0.2 | 47.3488 | 283.9084 | 42.1121 | 0 |  | 707 | 531.8106 | 181.8665 | 0.16359 | 531.8106 | 181.8665 | 0.14493 | 522.5068 | 172.9637 | 0 | 681.561 | 681.507 | 78546.54 | 58.7637 | 78865.7 | 70832.76 | 68871.125 | 0 | 0 | 68322.164 | 698.3549 | 0 | 0 | 0 | 0 | 68322.164 | 698.3549 | 66547.92 | 66215.1797
7192 | 2021-10-27 15:00 | 515.0333 |  | 130.9667 | 20.9597 | 1.4904 | 0.2 | 34.5132 | 274.5843 | 55.0378 | 0 |  | 515.0333 | 388.0242 | 133.3586 | 0.11917 | 388.0242 | 133.3586 | 0.10558 | 373.5329 | 126.8312 | 0 | 490.3568 | 490.2901 | 56507.09 | 48.5422 | 56484.855 | 52483.16 | 50590.97 | 0 | 0 | 50313.375 | 724.994 | 0 | 0 | 0 | 0 | 50313.375 | 724.994 | 49021.207 | 48776.0977
7193 | 2021-10-27 16:00 | 291.1333 |  | 101.2 | 20.0857 | 1.4483 | 0.2 | 21.5125 | 266.9875 | 68.1121 | 0 |  | 291.1333 | 192.9365 | 103.0289 | 0.067364 | 192.9365 | 103.0289 | 0.059682 | 176.686 | 97.9865 | 0 | 269.1791 | 269.1954 | 31025.266 | 35.259 | 30528.184 | 29570.709 | 28448.24 | 0 | 0 | 28365.432 | 753.2435 | 0 | 0 | 0 | 0 | 28365.432 | 753.2435 | 27478.686 | 27341.293
7194 | 2021-10-27 17:00 | 92.1167 |  | 51.8833 | 18.9242 | 1.6758 | 0.2 | 8.5953 | 259.8889 | 81.0989 | 0 |  | 92.1167 | 41.6306 | 52.7094 | 0.021315 | 41.6306 | 52.7094 | 0.018884 | 30.2521 | 50.1306 | 0 | 78.7751 | 78.7523 | 9076.758 | 23.3174 | 8361.183 | 8401.497 | 7871.7554 | 0 | 0 | 7865.3223 | 758.4902 | 0 | 0 | 0 | 0 | 7865.3223 | 758.4902 | 7029.568 | 6994.4204
7195 | 2021-10-27 18:00 | 0.2 |  | 0.2 | 17.7516 | 1.2654 | 0.2 | -4.0333 | 252.5137 | 90 | 0 |  | 0.2 | 0 | 0.21979 | 4.62772e-05 | 0 | 0.21979 | 0 | 0 | 0.20902 | 0 | 0.20484 | 0.20484 | 23.6088 | 17.7632 | 0.37019 | 0.36752 | 0.36652 | 0 | 0 | 0.36651 | 22.5614 | 0 | 0 | 0 | 0.36651 | 0 | 650 | 0 | 0
7196 | 2021-10-27 19:00 | 0 |  | 0 | 16.8573 | 1.0525 | 0.2
7197 | 2021-10-27 20:00 | 0 |  | 0 | 16.0218 | 0.64042 | 0.2
7198 | 2021-10-27 21:00 | 0 |  | 0 | 15.23 | 0.41375 | 0.2
7199 | 2021-10-27 22:00 | 0 |  | 0 | 14.3221 | 0.38542 | 0.2
7200 | 2021-10-27 23:00 | 0 |  | 0 | 13.4561 | 0.81042 | 0.2
7201 | 2021-10-28 | 0 |  | 0 | 12.9718 | 0.84917 | 0.2
7202 | 2021-10-28 01:00 | 0 |  | 0 | 12.4905 | 1.1458 | 0.2
7203 | 2021-10-28 02:00 | 0 |  | 0 | 12.1444 | 1.5767 | 0.2
7204 | 2021-10-28 03:00 | 0 |  | 0 | 11.8323 | 0.83 | 0.2
7205 | 2021-10-28 04:00 | 0 |  | 0 | 11.6182 | 0.57667 | 0.2
7206 | 2021-10-28 05:00 | 15.75 |  | 15.55 | 11.8603 | 0.35083 | 0.2 | 4.3367 | 102.6963 | 86.2276 | 0 |  | 15.75 | 0.15105 | 15.5394 | 0.0036443 | 0.15105 | 15.5394 | 0.0032287 | 0.083413 | 14.7784 | 0 | 14.5645 | 14.5642 | 1678.5815 | 12.7232 | 1177.8411 | 1213.1953 | 1175.0125 | 0 | 0 | 1174.8525 | 704.3992 | 0 | 0 | 0 | 0 | 1174.8525 | 704.3992 | 976.8196 | 971.9355
7207 | 2021-10-28 06:00 | 199.25 |  | 102.65 | 13.1017 | 0.4475 | 0.2 | 17.1872 | 95.6169 | 73.3423 | 0 |  | 199.25 | 93.6052 | 102.3179 | 0.046104 | 93.6052 | 102.3179 | 0.040846 | 81.9399 | 97.2998 | 0 | 175.6549 | 175.6554 | 20244.666 | 23.4639 | 19586.057 | 19668.035 | 18521.645 | 0 | 0 | 18489.617 | 779.1083 | 0 | 0 | 13.6871 | 0 | 18475.93 | 776.2224 | 17568.018 | 17480.1777
7208 | 2021-10-28 07:00 | 392.7167 |  | 182.55 | 14.5235 | 0.83542 | 0.2 | 30.1941 | 88.3412 | 60.2795 | 0 |  | 392.7167 | 206.9976 | 182.6074 | 0.090869 | 206.9976 | 182.6074 | 0.080506 | 196.4533 | 173.6559 | 0 | 362.707 | 362.7267 | 41805.145 | 35.5469 | 41503.69 | 40186.94 | 38687.02 | 0 | 0 | 38538.09 | 755.0784 | 0 | 0 | 0 | 0 | 38538.09 | 755.0784 | 37522.926 | 37335.3125
7209 | 2021-10-28 08:00 | 569.5 |  | 262.2833 | 15.7955 | 0.96042 | 0.2 | 43.1411 | 79.8706 | 47.2721 | 0 |  | 569.5 | 304.6716 | 262.7998 | 0.13177 | 304.6716 | 262.7998 | 0.11675 | 297.4412 | 249.9205 | 0 | 536.4145 | 536.3228 | 61812.332 | 46.7042 | 61886.78 | 57870.93 | 55742.816 | 0 | 0 | 55412.734 | 731.1041 | 0 | 0 | 0 | 0 | 55412.734 | 731.1041 | 54005.42 | 53735.3945
7210 | 2021-10-28 09:00 | 711.8667 |  | 306.35 | 16.9374 | 1.3717 | 0.2 | 55.6676 | 68.2088 | 34.6695 | 0 |  | 711.8667 | 403.7805 | 307.5262 | 0.16472 | 403.7805 | 307.5262 | 0.14593 | 399.4159 | 292.4582 | 0 | 678.0366 | 678.0409 | 78145.29 | 55.289 | 78462.305 | 71326.95 | 68633.086 | 0 | 0 | 68107.88 | 712.1519 | 0 | 0 | 0 | 0 | 68107.88 | 712.1519 | 66341.63 | 66009.9219
7211 | 2021-10-28 10:00 | 820.8833 |  | 334.0167 | 17.9396 | 1.7337 | 0.2 | 66.8109 | 48.1716 | 23.3819 | 0 |  | 820.8833 | 486.1561 | 335.8614 | 0.18994 | 486.1561 | 335.8614 | 0.16828 | 483.981 | 319.4082 | 0 | 787.3215 | 787.3237 | 90740.78 | 61.7448 | 91157.73 | 81048.03 | 78049.62 | 0 | 0 | 77336.39 | 693.8267 | 0 | 0 | 0 | 0 | 77336.39 | 693.8267 | 75212.055 | 74835.9922
7212 | 2021-10-28 11:00 | 903.3333 |  | 315.3833 | 18.7904 | 2.2225 | 0.2 | 73.2826 | 8.6301 | 16.3959 | 0 |  | 903.3333 | 588.4213 | 317.7031 | 0.20902 | 588.4213 | 317.7031 | 0.18518 | 587.1475 | 302.1427 | 0 | 871.5044 | 871.4931 | 100441.71 | 66.2123 | 100864.766 | 88262.9 | 85447.984 | 0 | 0 | 84562.93 | 680.9546 | 0 | 0 | 0 | 0 | 84562.93 | 680.9546 | 82138.41 | 81727.7109
7213 | 2021-10-28 12:00 | 895.3667 |  | 307.7167 | 19.393 | 2.3363 | 0.2 | 69.8414 | 322.4563 | 19.358 | 0 |  | 895.3667 | 589.3078 | 310.4833 | 0.20718 | 589.3078 | 310.4833 | 0.18355 | 587.4733 | 295.2792 | 0 | 865.0975 | 864.9953 | 99693.52 | 66.2183 | 100119.14 | 87613.85 | 85355.33 | 0 | 0 | 84453.914 | 676.5717 | 0 | 0 | 0 | 0 | 84453.914 | 676.5717 | 82034.05 | 81623.875
7214 | 2021-10-28 13:00 | 823.1167 |  | 277.0833 | 19.711 | 2.5854 | 0.2 | 59.7165 | 297.1235 | 29.6225 | 0 |  | 823.1167 | 548.6713 | 280.1047 | 0.19046 | 548.6713 | 280.1047 | 0.16874 | 544.4888 | 266.39 | 0 | 794.6613 | 794.5704 | 91576.69 | 62.2391 | 91993.875 | 81640.95 | 79130.45 | 0 | 0 | 78380.414 | 687.8974 | 0 | 0 | 0 | 0 | 78380.414 | 687.8974 | 76213.79 | 75832.7188
7215 | 2021-10-28 14:00 | 651.1167 |  | 247.8333 | 19.6878 | 2.7983 | 0.2 | 47.4995 | 283.4656 | 41.9671 | 0 |  | 651.1167 | 406.1465 | 250.4447 | 0.15066 | 406.1465 | 250.4447 | 0.13348 | 399.1041 | 238.1828 | 0 | 624.5411 | 624.5004 | 71975.79 | 52.7909 | 72212.25 | 66190.44 | 64226.547 | 0 | 0 | 63765.375 | 711.8592 | 0 | 0 | 0 | 0 | 63765.375 | 711.8592 | 62157.816 | 61847.0273
7216 | 2021-10-28 15:00 | 471.0167 |  | 194.4167 | 19.2855 | 2.8896 | 0.2 | 34.6495 | 274.2124 | 54.9064 | 0 |  | 471.0167 | 279.4038 | 196.5649 | 0.10899 | 279.4038 | 196.5649 | 0.096558 | 269.0491 | 186.9418 | 0 | 446.8711 | 446.7579 | 51489.992 | 42.8688 | 51373.688 | 48623.09 | 46791.29 | 0 | 0 | 46562.05 | 738.8311 | 0 | 0 | 0 | 0 | 46562.05 | 738.8311 | 45356.44 | 45129.6602
7217 | 2021-10-28 16:00 | 273.1333 |  | 126.6833 | 18.5152 | 2.2575 | 0.2 | 21.648 | 266.658 | 67.9811 | 0 |  | 273.1333 | 148.7217 | 128.2025 | 0.063199 | 148.7217 | 128.2025 | 0.055992 | 136.3085 | 121.927 | 0 | 253.0707 | 253.0925 | 29170.082 | 32.2652 | 28641.568 | 28005.209 | 26616.613 | 0 | 0 | 26546.803 | 767.4953 | 0 | 0 | 0 | 0 | 26546.803 | 767.4953 | 25679.059 | 25550.6641
7218 | 2021-10-28 17:00 | 82.6167 |  | 57.9 | 17.4983 | 1.4025 | 0.2 | 8.7393 | 259.5831 | 80.9593 | 0 |  | 82.6167 | 25.5487 | 58.419 | 0.019116 | 25.5487 | 58.419 | 0.016936 | 18.6923 | 55.5598 | 0 | 72.767 | 72.7379 | 8383.199 | 21.6068 | 7670.979 | 7750.6953 | 7392.333 | 0 | 0 | 7386.753 | 756.6255 | 0 | 0 | 0 | 0 | 7386.753 | 756.6255 | 6568.9316 | 6536.0869
7219 | 2021-10-28 18:00 | 0.18333 |  | 0.18333 | 16.4698 | 1.6475 | 0.2 | -3.8731 | 252.2192 | 90 | 0 |  | 0.18333 | 0 | 0.20149 | 4.2419997e-05 | 0 | 0.20149 | 0 | 0 | 0.19162 | 0 | 0.18779 | 0.18779 | 21.6434 | 16.4802 | 0.31116 | 0.30852 | 0.30766 | 0 | 0 | 0.30765 | 20.6697 | 0 | 0 | 0 | 0.30765 | 0 | 650 | 0 | 0
7220 | 2021-10-28 19:00 | 0 |  | 0 | 15.6574 | 1.6542 | 0.2
7221 | 2021-10-28 20:00 | 0 |  | 0 | 14.9073 | 0.85417 | 0.2
7222 | 2021-10-28 21:00 | 0 |  | 0 | 14.0642 | 0.82333 | 0.2
7223 | 2021-10-28 22:00 | 0 |  | 0 | 13.2038 | 1.0371 | 0.2
7224 | 2021-10-28 23:00 | 0 |  | 0 | 12.4242 | 0.95 | 0.2
7225 | 2021-10-29 | 0 |  | 0 | 12.1419 | 1.0258 | 0.2
7226 | 2021-10-29 01:00 | 0 |  | 0 | 11.9328 | 0.77583 | 0.2
7227 | 2021-10-29 02:00 | 0 |  | 0 | 11.7914 | 0.85 | 0.2
7228 | 2021-10-29 03:00 | 0 |  | 0 | 11.6663 | 0.66542 | 0.2
7229 | 2021-10-29 04:00 | 0 |  | 0 | 11.6187 | 0.33708 | 0.2
7230 | 2021-10-29 05:00 | 18.5333 |  | 18.5333 | 12.0927 | 0.73458 | 0.2 | 4.5163 | 102.9777 | 86.0725 | 0 |  | 18.5333 | 0 | 18.4617 | 0.0042884 | 0 | 18.4617 | 0.0037993 | 0 | 17.5574 | 0 | 17.2062 | 17.2059 | 1982.9862 | 13.0945 | 1459.0818 | 1504.9194 | 1459.6843 | 0 | 0 | 1459.4474 | 717.7143 | 0 | 0 | 0 | 0 | 1459.4474 | 717.7143 | 1217.311 | 1211.2244873046875
7231 | 2021-10-29 06:00 | 207.4 |  | 97.3667 | 13.7908 | 0.92333 | 0.2 | 17.3559 | 95.9174 | 73.1768 | 0 |  | 207.4 | 106.6347 | 97.079 | 0.047989 | 106.6347 | 97.079 | 0.042517 | 93.5234 | 92.3178 | 0 | 182.1243 | 182.2321 | 21002.2 | 24.3107 | 20353.438 | 20382.623 | 19152.838 | 0 | 0 | 19118.334 | 776.008 | 0 | 0 | 0.91282 | 0 | 19117.422 | 775.1365 | 18206.635 | 18115.6016
7232 | 2021-10-29 07:00 | 429.75 |  | 138.2667 | 15.7379 | 1.1129 | 0.2 | 30.36 | 88.6752 | 60.1175 | 0 |  | 429.75 | 287.0784 | 138.8812 | 0.099438 | 287.0784 | 138.8812 | 0.088098 | 272.5972 | 132.0727 | 0 | 396.5765 | 396.6782 | 45717.82 | 38.4407 | 45491.01 | 43651.7 | 42084.777 | 0 | 0 | 41904.816 | 746.7739 | 0 | 0 | 0 | 0 | 41904.816 | 746.7739 | 40808.867 | 40604.8242
7233 | 2021-10-29 08:00 | 630.1 |  | 190.7333 | 17.6033 | 0.92417 | 0.2 | 43.3149 | 80.2599 | 47.1033 | 0 |  | 630.1 | 435.7021 | 191.8601 | 0.1458 | 435.7021 | 191.8601 | 0.12917 | 425.4638 | 182.4572 | 0 | 595.7626 | 595.8356 | 68671.15 | 51.9984 | 68858.914 | 63281.176 | 60988.45 | 0 | 0 | 60579.348 | 717.0761 | 0 | 0 | 0 | 0 | 60579.348 | 717.0761 | 59058.348 | 58763.0547
7234 | 2021-10-29 09:00 | 776.3333 |  | 261.3167 | 19.2866 | 1.3708 | 0.2 | 55.8671 | 68.6815 | 34.4768 | 0 |  | 776.3333 | 512.7796 | 262.7966 | 0.17963 | 512.7796 | 262.7966 | 0.15915 | 507.3087 | 249.9202 | 0 | 742.0843 | 742.0373 | 85521.34 | 61.2596 | 85908.3 | 76511.35 | 73221.81 | 0 | 0 | 72597.72 | 696.0118 | 0 | 0 | 0 | 0 | 72597.72 | 696.0118 | 70660.79 | 70307.4844
7235 | 2021-10-29 10:00 | 867.7 |  | 310.6333 | 20.664 | 1.845 | 0.2 | 67.0693 | 48.705 | 23.1347 | 0 |  | 867.7 | 556.2173 | 312.4345 | 0.20077 | 556.2173 | 312.4345 | 0.17788 | 553.7849 | 297.129 | 0 | 833.8956 | 833.9056 | 96107.266 | 66.8267 | 96537.195 | 84299.125 | 81923.73 | 0 | 0 | 81102.07 | 676.2648 | 0 | 0 | 0 | 0 | 81102.07 | 676.2648 | 78823.48 | 78429.3594
7236 | 2021-10-29 11:00 | 918.35 |  | 331.0833 | 21.7521 | 2.4967 | 0.2 | 73.6136 | 8.7285 | 16.0733 | 0 |  | 918.35 | 587.6963 | 333.288 | 0.21249 | 587.6963 | 333.288 | 0.18826 | 586.4746 | 316.9641 | 0 | 885.3699 | 885.304 | 102036.9 | 69.3283 | 102453.836 | 88642.64 | 85543.305 | 0 | 0 | 84639.38 | 672.3797 | 0 | 0 | 0 | 0 | 84639.38 | 672.3797 | 82211.586 | 81800.5234
7237 | 2021-10-29 12:00 | 871.95 |  | 325.1833 | 22.47 | 2.5154 | 0.2 | 70.1098 | 321.8857 | 19.09 | 0 |  | 871.95 | 548.2665 | 327.9882 | 0.20176 | 548.2665 | 327.9882 | 0.17875 | 546.6072 | 311.9264 | 0 | 841.363 | 841.2969 | 96962.55 | 67.6427 | 97390.93 | 84787.87 | 82039.016 | 0 | 0 | 81213.43 | 677.4979 | 0 | 0 | 0 | 0 | 81213.43 | 677.4979 | 78930.2 | 78535.5547
7238 | 2021-10-29 13:00 | 776.2833 |  | 303.3333 | 22.8291 | 1.9663 | 0.2 | 59.9039 | 296.579 | 29.4409 | 0 |  | 776.2833 | 475.1914 | 306.1981 | 0.17962 | 475.1914 | 306.1981 | 0.15914 | 471.6187 | 291.2051 | 0 | 747.5674 | 747.6022 | 86160.28 | 63.9866 | 86549.555 | 76335.88 | 74320.46 | 0 | 0 | 73641.22 | 680.6554 | 0 | 0 | 0 | 0 | 73641.22 | 680.6554 | 71663.664 | 71305.3438
7239 | 2021-10-29 14:00 | 650.5333 |  | 241.75 | 22.8514 | 1.7017 | 0.2 | 47.6495 | 283.0271 | 41.8228 | 0 |  | 650.5333 | 411.6379 | 244.338 | 0.15052 | 411.6379 | 244.338 | 0.13336 | 404.5634 | 232.3751 | 0 | 624.1997 | 624.2213 | 71942.23 | 57.6326 | 72177.67 | 65073.465 | 62647.613 | 0 | 0 | 62198.37 | 703.8256 | 0 | 0 | 0 | 0 | 62198.37 | 703.8256 | 60642.36 | 60339.1484
7240 | 2021-10-29 15:00 | 471.25 |  | 193.9 | 22.4137 | 1.4775 | 0.2 | 34.7859 | 273.8448 | 54.7749 | 0 |  | 471.25 | 280.1154 | 196.0414 | 0.10904 | 280.1154 | 196.0414 | 0.096605 | 269.8141 | 186.4439 | 0 | 447.1328 | 446.9537 | 51511.91 | 47.573 | 51396.086 | 47906.98 | 46335.547 | 0 | 0 | 46103.953 | 726.9159 | 0 | 0 | 0 | 0 | 46103.953 | 726.9159 | 44909.023 | 44684.4805
7241 | 2021-10-29 16:00 | 266.8833 |  | 130.35 | 21.5264 | 1.2242 | 0.2 | 21.7841 | 266.3328 | 67.8495 | 0 |  | 266.8833 | 138.611 | 131.8755 | 0.061753 | 138.611 | 131.8755 | 0.054711 | 127.1463 | 125.4201 | 0 | 247.515 | 247.3539 | 28508.39 | 35.6115 | 27968.713 | 27062.564 | 25994.664 | 0 | 0 | 25926.104 | 753.1085 | 0 | 0 | 0 | 0 | 25926.104 | 753.1085 | 25066.033 | 24940.7031
7242 | 2021-10-29 17:00 | 84.4333 |  | 59.1 | 20.3469 | 1.6467 | 0.2 | 8.884 | 259.2816 | 80.8188 | 0 |  | 84.4333 | 26.16 | 59.619 | 0.019537 | 26.16 | 59.619 | 0.017309 | 19.2661 | 56.701 | 0 | 74.4477 | 74.4593 | 8581.557 | 24.5061 | 7867.8257 | 7878.247 | 7516.8916 | 0 | 0 | 7511.024 | 749.572 | 0 | 0 | 0 | 0 | 7511.024 | 749.572 | 6688.136 | 6654.6953
7243 | 2021-10-29 18:00 | 0 |  | 0 | 19.1736 | 1.85 | 0.2
7244 | 2021-10-29 19:00 | 0 |  | 0 | 18.3738 | 1.605 | 0.2
7245 | 2021-10-29 20:00 | 0 |  | 0 | 17.6388 | 0.8775 | 0.2
7246 | 2021-10-29 21:00 | 0 |  | 0 | 16.9037 | 1.1208 | 0.2
7247 | 2021-10-29 22:00 | 0 |  | 0 | 16.1687 | 1.5862 | 0.2
7248 | 2021-10-29 23:00 | 0 |  | 0 | 15.4607 | 1.3662 | 0.2
7249 | 2021-10-30 | 0 |  | 0 | 14.9018 | 0.95 | 0.2
7250 | 2021-10-30 01:00 | 0 |  | 0 | 14.2932 | 1.5158 | 0.2
7251 | 2021-10-30 02:00 | 0 |  | 0 | 13.8984 | 2.7933 | 0.2
7252 | 2021-10-30 03:00 | 0 |  | 0 | 13.5565 | 3 | 0.2
7253 | 2021-10-30 04:00 | 0 |  | 0 | 13.356 | 3 | 0.2
7254 | 2021-10-30 05:00 | 16.3667 |  | 16.3667 | 13.7124 | 2.9517 | 0.2 | 4.6912 | 103.2576 | 85.9004 | 0 |  | 16.3667 | 0 | 16.3314 | 0.003787 | 0 | 16.3314 | 0.0033551 | 0 | 15.5315 | 0 | 15.2209 | 15.2209 | 1754.2733 | 14.5136 | 1247.473 | 1280.3583 | 1242.4966 | 0 | 0 | 1242.319 | 707.3044 | 0 | 0 | 0 | 0 | 1242.319 | 707.3044 | 1033.6945 | 1028.5260009765625
7255 | 2021-10-30 06:00 | 177.8 |  | 129.15 | 15.0567 | 2.7 | 0.2 | 17.5198 | 96.2166 | 73.0162 | 0 |  | 177.8 | 47.1525 | 128.2599 | 0.04114 | 47.1525 | 128.2599 | 0.036449 | 41.4297 | 121.9717 | 0 | 160.1334 | 160.1396 | 18456.217 | 23.5833 | 17775.92 | 17849.162 | 16984.74 | 0 | 0 | 16957.447 | 774.6092 | 0 | 0 | -0.18336 | 0 | 16957.63 | 774.1345 | 16064.186 | 15983.8643
7256 | 2021-10-30 07:00 | 356.25 |  | 222.1333 | 16.4977 | 2.9 | 0.2 | 30.5206 | 89.0083 | 59.9606 | 0 |  | 356.25 | 132.0852 | 221.557 | 0.082431 | 132.0852 | 221.557 | 0.073031 | 125.4851 | 210.697 | 0 | 329.4584 | 329.4934 | 37974.883 | 33.8827 | 37601.496 | 36595.773 | 35212.875 | 0 | 0 | 35091.324 | 761.3262 | 0 | 0 | 0 | 0 | 35091.324 | 761.3262 | 34129.75 | 33959.1016
7257 | 2021-10-30 08:00 | 546.4167 |  | 290.2833 | 18.0193 | 2.6154 | 0.2 | 43.4828 | 80.6491 | 46.9401 | 0 |  | 546.4167 | 253.9827 | 290.1122 | 0.12643 | 253.9827 | 290.1122 | 0.11201 | 248.0711 | 275.895 | 0 | 513.4868 | 513.5351 | 59186.168 | 45.4679 | 59213.785 | 55594.387 | 53831.9 | 0 | 0 | 53527.96 | 733.8224 | 0 | 0 | 0 | 0 | 53527.96 | 733.8224 | 52162.867 | 51902.0547
7258 | 2021-10-30 09:00 | 690.8 |  | 337.25 | 19.4306 | 2.375 | 0.2 | 56.0602 | 69.1569 | 34.2904 | 0 |  | 690.8 | 351.9925 | 338.2733 | 0.15984 | 351.9925 | 338.2733 | 0.14161 | 348.2843 | 321.6985 | 0 | 656.5832 | 656.5889 | 75674.46 | 54.9116 | 75962.31 | 69147.836 | 66516.8 | 0 | 0 | 66026.48 | 714.2853 | 0 | 0 | 0 | 0 | 66026.48 | 714.2853 | 64337.07 | 64015.3828
7259 | 2021-10-30 10:00 | 768.65 |  | 378.3 | 20.6004 | 2.525 | 0.2 | 67.3211 | 49.2496 | 22.8941 | 0 |  | 768.65 | 389.7295 | 379.9812 | 0.17785 | 389.7295 | 379.9812 | 0.15757 | 388.0629 | 361.3664 | 0 | 734.4407 | 734.4473 | 84647.44 | 60.0188 | 85028.25 | 76060.79 | 74144.08 | 0 | 0 | 73499.305 | 693.2639 | 0 | 0 | 0 | 0 | 73499.305 | 693.2639 | 71527.3 | 71169.6641
7260 | 2021-10-30 11:00 | 807.85 |  | 398.4667 | 21.5203 | 2.4475 | 0.2 | 73.9405 | 8.8404 | 15.7552 | 0 |  | 807.85 | 409.6544 | 400.7743 | 0.18693 | 409.6544 | 400.7743 | 0.16561 | 408.8367 | 381.1445 | 0 | 774.1816 | 774.1425 | 89221.516 | 63.2158 | 89631.72 | 79284.65 | 76994.77 | 0 | 0 | 76288.055 | 686.7461 | 0 | 0 | 0 | 0 | 76288.055 | 686.7461 | 74205.83 | 73834.7969
7261 | 2021-10-30 12:00 | 796.0833 |  | 373.6167 | 22.1705 | 2.9508 | 0.2 | 70.3752 | 321.314 | 18.8253 | 0 |  | 796.0833 | 423.5929 | 376.3927 | 0.1842 | 423.5929 | 376.3927 | 0.1632 | 422.3465 | 357.9601 | 0 | 764.7005 | 764.6399 | 88125.98 | 62.4218 | 88528.82 | 78524.73 | 75796.74 | 0 | 0 | 75120.945 | 692.2689 | 0 | 0 | 0 | 0 | 75120.945 | 692.2689 | 73085.16 | 72719.7266
7262 | 2021-10-30 13:00 | 711.7833 |  | 375.2333 | 22.5113 | 2.2058 | 0.2 | 60.0895 | 296.0379 | 29.2613 | 0 |  | 711.7833 | 338.1145 | 377.1559 | 0.1647 | 338.1145 | 377.1559 | 0.14591 | 335.607 | 358.6861 | 0 | 680.4072 | 680.3136 | 78407.89 | 59.5584 | 78727.52 | 70528.21 | 68151.12 | 0 | 0 | 67616.87 | 698.8226 | 0 | 0 | 0 | 0 | 67616.87 | 698.8226 | 65868.875 | 65539.5312
7263 | 2021-10-30 14:00 | 584.9167 |  | 313.4833 | 22.537 | 1.8388 | 0.2 | 47.7987 | 282.593 | 41.6791 | 0 |  | 584.9167 | 273.2977 | 315.2164 | 0.13534 | 273.2977 | 315.2164 | 0.11991 | 268.642 | 299.7809 | 0 | 557.0545 | 557.0506 | 64202.305 | 53.3825 | 64317.395 | 58827.984 | 56540.242 | 0 | 0 | 56185.918 | 716.5867 | 0 | 0 | 0 | 0 | 56185.918 | 716.5867 | 54761.402 | 54487.5938
7264 | 2021-10-30 15:00 | 420.1833 |  | 248.6333 | 22.1633 | 1.945 | 0.2 | 34.9225 | 273.4816 | 54.6433 | 0 |  | 420.1833 | 173.2325 | 250.0593 | 0.097225 | 173.2325 | 250.0593 | 0.086137 | 166.9107 | 237.8151 | 0 | 396.6313 | 396.5593 | 45702.2 | 44.0161 | 45475.01 | 42875.246 | 41547.812 | 0 | 0 | 41364.387 | 733.3297 | 0 | 0 | 0 | 0 | 41364.387 | 733.3297 | 40281.32 | 40079.9141
7265 | 2021-10-30 16:00 | 239.2667 |  | 161.1167 | 21.4089 | 2.8933 | 0.2 | 21.9208 | 266.012 | 67.7173 | 0 |  | 239.2667 | 79.3165 | 161.5401 | 0.055363 | 79.3165 | 161.5401 | 0.049049 | 72.8156 | 153.6298 | 0 | 221.9165 | 221.9307 | 25578.186 | 33.1221 | 24991.832 | 24372.768 | 23259.16 | 0 | 0 | 23204.979 | 757.4373 | 0 | 0 | 0 | 0 | 23204.979 | 757.4373 | 22321.027 | 22209.4238
7266 | 2021-10-30 17:00 | 77.3333 |  | 57.25 | 20.4064 | 3.445 | 0.2 | 9.0296 | 258.9846 | 80.6775 | 0 |  | 77.3333 | 20.7187 | 57.7455 | 0.017894 | 20.7187 | 57.7455 | 0.015853 | 15.3564 | 54.9191 | 0 | 68.8701 | 68.8569 | 7936.0586 | 23.9505 | 7227.7544 | 7250.553 | 6907.835 | 0 | 0 | 6902.9165 | 751.9186 | 0 | 0 | 0 | 0 | 6902.9165 | 751.9186 | 6107.562 | 6077.0244
7267 | 2021-10-30 18:00 | 0.21667 |  | 0.21667 | 19.3748 | 4.1571 | 0.2 | -3.5498 | 251.6444 | 90 | 0 |  | 0.21667 | 0 | 0.23794 | 5.0134408e-05 | 0 | 0.23794 | 0 | 0 | 0.22629 | 0 | 0.22176 | 0.22176 | 25.5584 | 19.3859 | 0.43388 | 0.43145 | 0.43023 | 0 | 0 | 0.43021 | 24.4506 | 0 | 0 | 0 | 0.43021 | 0 | 650 | 0 | 0
7268 | 2021-10-30 19:00 | 0 |  | 0 | 18.4726 | 4.7683 | 0.2
7269 | 2021-10-30 20:00 | 0 |  | 0 | 17.5931 | 5.5975 | 0.2
7270 | 2021-10-30 21:00 | 0 |  | 0 | 16.7136 | 5.2679 | 0.2
7271 | 2021-10-30 22:00 | 0 |  | 0 | 15.8419 | 4.7 | 0.2
7272 | 2021-10-30 23:00 | 0 |  | 0 | 15.0292 | 5.2571 | 0.2
7273 | 2021-10-31 | 0 |  | 0 | 14.2753 | 5.5783 | 0.2
7274 | 2021-10-31 01:00 | 0 |  | 0 | 13.481 | 4.6921 | 0.2
7275 | 2021-10-31 02:00 | 0 |  | 0 | 12.9428 | 4.5654 | 0.2
7276 | 2021-10-31 03:00 | 0 |  | 0 | 12.4662 | 3.7954 | 0.2
7277 | 2021-10-31 04:00 | 0 |  | 0 | 12.1535 | 2.9292 | 0.2
7278 | 2021-10-31 05:00 | 20.7167 |  | 20.4833 | 12.4782 | 2.8242 | 0.2 | 4.8615 | 103.5361 | 85.7329 | 0 |  | 20.7167 | 0.19929 | 20.3762 | 0.0047935 | 0.19929 | 20.3762 | 0.0042469 | 0.11072 | 19.378 | 0 | 19.099 | 19.099 | 2201.225 | 13.4894 | 1662.5156 | 1714.8564 | 1651.3252 | 0 | 0 | 1651.028 | 723.9725 | 0 | 0 | 0 | 0 | 1651.028 | 723.9725 | 1380.052 | 1373.1517333984375
7279 | 2021-10-31 06:00 | 225.05 |  | 91.7333 | 13.9309 | 2.9742 | 0.2 | 17.6787 | 96.5146 | 72.8604 | 0 |  | 225.05 | 129.226 | 91.4924 | 0.052073 | 129.226 | 91.4924 | 0.046135 | 113.737 | 87.0051 | 0 | 196.7273 | 196.7438 | 22674.96 | 24.2766 | 22048.406 | 22085.318 | 20945.586 | 0 | 0 | 20904.484 | 775.8714 | 0 | 0 | 1.6555 | 0 | 20902.828 | 775.0067 | 19994.162 | 19894.1914
7280 | 2021-10-31 07:00 | 433.55 |  | 147.8667 | 15.5109 | 3.0242 | 0.2 | 30.6759 | 89.3404 | 59.8091 | 0 |  | 433.55 | 281.3459 | 148.0926 | 0.10032 | 281.3459 | 148.0926 | 0.088877 | 267.4149 | 140.8328 | 0 | 400.0828 | 399.9599 | 46095.78 | 36.495 | 45876.207 | 44292.86 | 41919.82 | 0 | 0 | 41748.113 | 760.3279 | 0 | 0 | 0 | 0 | 41748.113 | 760.3279 | 40655.895 | 40452.6133
7281 | 2021-10-31 08:00 | 638.3166 |  | 186.7667 | 17.0014 | 3.1017 | 0.2 | 43.6448 | 81.038 | 46.7828 | 0 |  | 638.3166 | 447.7329 | 187.8973 | 0.1477 | 447.7329 | 187.8973 | 0.13085 | 437.4074 | 178.6885 | 0 | 603.774 | 603.7391 | 69580.516 | 48.5654 | 69782.47 | 64869.4 | 62405.203 | 0 | 0 | 61989.324 | 728.8919 | 0 | 0 | 0 | 0 | 61989.324 | 728.8919 | 60437.82 | 60135.6289
7282 | 2021-10-31 09:00 | 794.5666 |  | 248.9833 | 18.3427 | 2.75 | 0.2 | 56.2467 | 69.6346 | 34.1105 | 0 |  | 794.5666 | 543.1464 | 250.5131 | 0.18385 | 543.1464 | 250.5131 | 0.16288 | 537.4941 | 238.2384 | 0 | 760.2178 | 760.2361 | 87620.22 | 58.7296 | 88020.586 | 79084.875 | 75364.78 | 0 | 0 | 74704.055 | 696.7117 | 0 | 0 | 0 | 0 | 74704.055 | 696.7117 | 72684.75 | 72321.3203
7283 | 2021-10-31 10:00 | 906.6834 |  | 283.7 | 19.4936 | 3.1467 | 0.2 | 67.5662 | 49.8053 | 22.6603 | 0 |  | 906.6834 | 621.9529 | 285.6426 | 0.20979 | 621.9529 | 285.6426 | 0.18587 | 619.351 | 271.6496 | 0 | 873.1806 | 873.178 | 100634.836 | 65.0507 | 101058.14 | 88805.98 | 85831.45 | 0 | 0 | 84952.9 | 685.3761 | 0 | 0 | 0 | 0 | 84952.9 | 685.3761 | 82511.68 | 82099.1172
7284 | 2021-10-31 11:00 | 970.7167 |  | 276.85 | 20.4178 | 3.3983 | 0.2 | 74.2633 | 8.9665 | 15.4417 | 0 |  | 970.7167 | 694.2784 | 279.2989 | 0.22461 | 694.2784 | 279.2989 | 0.199 | 692.9479 | 265.6196 | 0 | 939.3962 | 939.3988 | 108269.4 | 68.8719 | 108644.766 | 94148.19 | 90384.81 | 0 | 0 | 89382.195 | 677.5695 | 0 | 0 | 0 | 0 | 89382.195 | 677.5695 | 86747.82 | 86314.0781
7285 | 2021-10-31 12:00 | 935.7 |  | 290.35 | 21.0419 | 3.6829 | 0.2 | 70.6375 | 320.7416 | 18.5638 | 0 |  | 935.7 | 647.0211 | 293.1547 | 0.21651 | 647.0211 | 293.1547 | 0.19182 | 645.1702 | 278.7992 | 0 | 905.4899 | 905.3837 | 104348.68 | 67.1406 | 104755.14 | 91362.83 | 88277.914 | 0 | 0 | 87326.03 | 676.8111 | 0 | 0 | 0 | 0 | 87326.03 | 676.8111 | 84782.13 | 84358.2266
7286 | 2021-10-31 13:00 | 865.8166 |  | 223.4333 | 21.3617 | 4.3475 | 0.2 | 60.2733 | 295.5005 | 29.0835 | 0 |  | 865.8166 | 645.3119 | 226.4526 | 0.20034 | 645.3119 | 226.4526 | 0.17749 | 640.5909 | 215.3655 | 0 | 838.8372 | 838.6672 | 96660.29 | 62.7916 | 97087.56 | 86000.914 | 83427.75 | 0 | 0 | 82586.805 | 686.2116 | 0 | 0 | 0 | 0 | 82586.805 | 686.2116 | 80246.09 | 79844.8594
7287 | 2021-10-31 14:00 | 723.25 |  | 168.4667 | 21.3568 | 4.1179 | 0.2 | 47.9474 | 282.1636 | 41.536 | 0 |  | 723.25 | 558.5308 | 171.2466 | 0.16735 | 558.5308 | 171.2466 | 0.14826 | 549.0997 | 162.8635 | 0 | 697.724 | 697.5509 | 80396.16 | 56.1775 | 80734.45 | 73159.98 | 70771.05 | 0 | 0 | 70204.516 | 708.4232 | 0 | 0 | 0 | 0 | 70204.516 | 708.4232 | 68359.4 | 68017.6016
7288 | 2021-10-31 15:00 | 527.3 |  | 129.2667 | 20.9371 | 3.45 | 0.2 | 35.0591 | 273.123 | 54.5115 | 0 |  | 527.3 | 401.8728 | 131.6243 | 0.12201 | 401.8728 | 131.6243 | 0.1081 | 387.32 | 125.1816 | 0 | 502.2516 | 502.3552 | 57898.9 | 46.7877 | 57901.88 | 54111.734 | 51811.695 | 0 | 0 | 51525.164 | 733.381 | 0 | 0 | 0 | 0 | 51525.164 | 733.381 | 50205.367 | 49954.3398
7289 | 2021-10-31 16:00 | 309.3833 |  | 99.55 | 20.0988 | 3.9742 | 0.2 | 22.058 | 265.6957 | 67.5844 | 0 |  | 309.3833 | 212.9058 | 101.3648 | 0.071587 | 212.9058 | 101.3648 | 0.063423 | 195.6139 | 96.4037 | 0 | 286.1773 | 286.0355 | 32966.74 | 34.4709 | 32503.236 | 31566.93 | 30300.004 | 0 | 0 | 30207.455 | 756.6422 | 0 | 0 | 0 | 0 | 30207.455 | 756.6422 | 29306.748 | 29160.2148
7290 | 2021-10-31 17:00 | 106.55 |  | 62.0333 | 18.9698 | 3.4308 | 0.2 | 9.1759 | 258.6923 | 80.5353 | 0 |  | 106.55 | 45.8824 | 62.8835 | 0.024654 | 45.8824 | 62.8835 | 0.021843 | 34.2185 | 59.8064 | 0 | 92.1444 | 92.0906 | 10613.683 | 23.7128 | 9891.416 | 9927.699 | 9384.624 | 0 | 0 | 9375.575 | 758.9923 | 0 | 0 | 0 | 0 | 9375.575 | 758.9923 | 8511.197 | 8468.6416
7291 | 2021-10-31 18:00 | 0.41667 |  | 0.41667 | 17.811 | 2.8533 | 0.2 | -3.3869 | 251.3644 | 90 | 0 |  | 0.41667 | 0 | 0.45616 | 9.6411604e-05 | 0 | 0.45616 | 0 | 0 | 0.43381 | 0 | 0.42513 | 0.42513 | 48.9981 | 17.8335 | 1.5938 | 1.5824 | 1.5774 | 0 | 0 | 1.5774 | 46.7465 | 0 | 0 | 0 | 1.5774 | 0 | 650 | 0 | 0
7292 | 2021-10-31 19:00 | 0 |  | 0 | 16.9547 | 2.5292 | 0.2
7293 | 2021-10-31 20:00 | 0 |  | 0 | 16.1516 | 1.8913 | 0.2
7294 | 2021-10-31 21:00 | 0 |  | 0 | 15.3515 | 1.6525 | 0.2
7295 | 2021-10-31 22:00 | 0 |  | 0 | 14.5567 | 1.2646 | 0.2
7296 | 2021-10-31 23:00 | 0 |  | 0 | 13.7737 | 1.2363 | 0.2
7297 | 2021-11-01 | 0 |  | 0 | 13.5018 | 1.4612 | 0.2
7298 | 2021-11-01 01:00 | 0 |  | 0 | 13.2597 | 1.5362 | 0.2
7299 | 2021-11-01 02:00 | 0 |  | 0 | 13.0681 | 1.8337 | 0.2
7300 | 2021-11-01 03:00 | 0 |  | 0 | 12.8907 | 2.2258 | 0.2
7301 | 2021-11-01 04:00 | 0 |  | 0 | 12.7786 | 1.7758 | 0.2
7302 | 2021-11-01 05:00 | 19.5833 |  | 19.1 | 13.0746 | 2.2554 | 0.2 | 5.0269 | 103.813 | 85.5702 | 0 |  | 19.5833 | 0.42545 | 19.376 | 0.0045313 | 0.42545 | 19.376 | 0.0040145 | 0.2364 | 18.4283 | 0 | 18.2914 | 18.2839 | 2107.311 | 14.068 | 1574.9695 | 1621.4856 | 1554.9939 | 0 | 0 | 1554.7191 | 715.989 | 0 | 0 | 0 | 0 | 1554.7191 | 715.989 | 1298.1555 | 1291.6646728515625
7303 | 2021-11-01 06:00 | 193.7333 |  | 120.3333 | 14.2118 | 3.1579 | 0.2 | 17.8326 | 96.811 | 72.7097 | 0 |  | 193.7333 | 71.1543 | 119.6958 | 0.044827 | 71.1543 | 119.6958 | 0.039715 | 62.7279 | 113.8267 | 0 | 173.0234 | 173.0686 | 19946.45 | 23.2369 | 19283.562 | 19380.941 | 18474.49 | 0 | 0 | 18442.342 | 778.1599 | 0 | 0 | 0.93623 | 0 | 18441.406 | 777.6328 | 17533.703 | 17446.0352
7304 | 2021-11-01 07:00 | 376.1667 |  | 206.9 | 15.4263 | 3.3363 | 0.2 | 30.8258 | 89.6712 | 59.663 | 0 |  | 376.1667 | 166.6904 | 206.4179 | 0.08704 | 166.6904 | 206.4179 | 0.077113 | 158.5088 | 196.3001 | 0 | 347.7128 | 347.8237 | 40088.88 | 33.4177 | 39755.023 | 38748.523 | 37247.684 | 0 | 0 | 37111.586 | 761.9245 | 0 | 0 | 0 | 0 | 37111.586 | 761.9245 | 36125.844 | 35945.2148
7305 | 2021-11-01 08:00 | 537.1167 |  | 302.2667 | 16.5683 | 3.6458 | 0.2 | 43.801 | 81.4265 | 46.6313 | 0 |  | 537.1167 | 232.8515 | 302.0378 | 0.12428 | 232.8515 | 302.0378 | 0.11011 | 227.529 | 287.236 | 0 | 504.4697 | 504.5361 | 58149.656 | 42.3008 | 58158.3 | 55157.586 | 52765.46 | 0 | 0 | 52481.633 | 745.8243 | 0 | 0 | 0 | 0 | 52481.633 | 745.8243 | 51140.15 | 50884.4453
7306 | 2021-11-01 09:00 | 683.9167 |  | 337.8667 | 17.6295 | 4.27 | 0.2 | 56.4267 | 70.1143 | 33.9372 | 0 |  | 683.9167 | 344.4832 | 338.8762 | 0.15825 | 344.4832 | 338.8762 | 0.1402 | 340.9405 | 322.2718 | 0 | 649.948 | 650.0142 | 74916.1 | 49.8534 | 75192.94 | 69606.89 | 66707.17 | 0 | 0 | 66233.82 | 727.4034 | 0 | 0 | 0 | 0 | 66233.82 | 727.4034 | 64536.82 | 64214.1367
7307 | 2021-11-01 10:00 | 774.9167 |  | 379.0667 | 18.5306 | 4.8683 | 0.2 | 67.8044 | 50.3717 | 22.4335 | 0 |  | 774.9167 | 395.1699 | 380.7286 | 0.1793 | 395.1699 | 380.7286 | 0.15886 | 393.5519 | 362.077 | 0 | 740.5164 | 740.5289 | 85348.58 | 54.2558 | 85733.68 | 78216.34 | 75321.305 | 0 | 0 | 74692.39 | 712.7468 | 0 | 0 | 0 | 0 | 74692.39 | 712.7468 | 72673.54 | 72310.1719
7308 | 2021-11-01 11:00 | 811.25 |  | 395.1333 | 19.2263 | 5.8183 | 0.2 | 74.5818 | 9.1079 | 15.1331 | 0 |  | 811.25 | 416.3351 | 397.4337 | 0.18771 | 416.3351 | 397.4337 | 0.1663 | 415.5693 | 377.9674 | 0 | 777.6659 | 777.6736 | 89628.44 | 55.1563 | 90039.086 | 81894.01 | 79024.06 | 0 | 0 | 78326.43 | 710.8428 | 0 | 0 | 0 | 0 | 78326.43 | 710.8428 | 76162 | 75781.1875
7309 | 2021-11-01 12:00 | 795.65 |  | 383.5 | 19.6981 | 6.1783 | 0.2 | 70.8966 | 320.1689 | 18.3056 | 0 |  | 795.65 | 413.186 | 386.2401 | 0.1841 | 413.186 | 386.2401 | 0.16311 | 412.0368 | 367.325 | 0 | 763.7746 | 763.8304 | 88033.516 | 54.4152 | 88435.85 | 80640.26 | 78418.336 | 0 | 0 | 77727.73 | 709.9506 | 0 | 0 | 0 | 0 | 77727.73 | 709.9506 | 75587.586 | 75209.6406
7310 | 2021-11-01 13:00 | 724.2 |  | 363.3 | 19.9307 | 5.1712 | 0.2 | 60.4553 | 294.9672 | 28.9076 | 0 |  | 724.2 | 362.5132 | 366.1205 | 0.16757 | 362.5132 | 366.1205 | 0.14846 | 359.8968 | 348.1927 | 0 | 693.9277 | 693.8304 | 79967.36 | 52.9449 | 80303.92 | 73584.125 | 71005.695 | 0 | 0 | 70454.52 | 717.2487 | 0 | 0 | 0 | 0 | 70454.52 | 717.2487 | 68599.91 | 68256.9062
7311 | 2021-11-01 14:00 | 590.7833 |  | 322.4833 | 19.899 | 4.4638 | 0.2 | 48.0955 | 281.739 | 41.3936 | 0 |  | 590.7833 | 270.0822 | 324.2229 | 0.1367 | 270.0822 | 324.2229 | 0.12111 | 265.5616 | 308.3462 | 0 | 562.4297 | 562.2766 | 64802.1 | 47.5288 | 64927.742 | 60554.98 | 57775.473 | 0 | 0 | 57418.44 | 732.9298 | 0 | 0 | 0 | 0 | 57418.44 | 732.9298 | 55966.64 | 55686.8086
7312 | 2021-11-01 15:00 | 427.8333 |  | 248.8667 | 19.541 | 4.965 | 0.2 | 35.1959 | 272.7693 | 54.3795 | 0 |  | 427.8333 | 180.6645 | 250.2756 | 0.098995 | 180.6645 | 250.2756 | 0.087705 | 174.1726 | 238.0207 | 0 | 403.9494 | 403.8938 | 46549.19 | 38.9405 | 46338.254 | 44406.43 | 42897.97 | 0 | 0 | 42710.76 | 750.0209 | 0 | 0 | 0 | 0 | 42710.76 | 750.0209 | 41595.66 | 41387.6836
7313 | 2021-11-01 16:00 | 245.2167 |  | 171.9 | 18.8676 | 6.2975 | 0.2 | 22.1958 | 265.384 | 67.451 | 0 |  | 245.2167 | 74.3697 | 172.3444 | 0.05674 | 74.3697 | 172.3444 | 0.050269 | 68.3844 | 163.9052 | 0 | 227.6438 | 227.5934 | 26230.975 | 29.1561 | 25654.623 | 25329.404 | 24193.645 | 0 | 0 | 24136.652 | 768.8861 | 0 | 0 | 0 | 0 | 24136.652 | 768.8861 | 23269.742 | 23153.3926
7314 | 2021-11-01 17:00 | 82.5667 |  | 60.9333 | 17.9877 | 5.4954 | 0.2 | 9.3231 | 258.4047 | 80.3922 | 0 |  | 82.5667 | 22.277 | 61.439 | 0.019105 | 22.277 | 61.439 | 0.016926 | 16.7139 | 58.4317 | 0 | 73.6427 | 73.6042 | 8483.308 | 21.4387 | 7769.789 | 7855.2397 | 7476.352 | 0 | 0 | 7470.723 | 759.9666 | 0 | 0 | 0 | 0 | 7470.723 | 759.9666 | 6649.447 | 6616.1997
7315 | 2021-11-01 18:00 | 0.26667 |  | 0.26667 | 17.0929 | 4.7808 | 0.2 | -3.2232 | 251.0895 | 90 | 0 |  | 0.26667 | 0 | 0.29254 | 6.170371e-05 | 0 | 0.29254 | 0 | 0 | 0.27821 | 0 | 0.27265 | 0.27265 | 31.4235 | 17.1062 | 0.65553 | 0.65037 | 0.64876 | 0 | 0 | 0.64874 | 29.9758 | 0 | 0 | 0 | 0.64874 | 0 | 650 | 0 | 0
7316 | 2021-11-01 19:00 | 0 |  | 0 | 16.4024 | 4.1758 | 0.2
7317 | 2021-11-01 20:00 | 0 |  | 0 | 15.7571 | 4.4863 | 0.2
7318 | 2021-11-01 21:00 | 0 |  | 0 | 15.1533 | 4.1937 | 0.2
7319 | 2021-11-01 22:00 | 0 |  | 0 | 14.4521 | 3.255 | 0.2
7320 | 2021-11-01 23:00 | 0 |  | 0 | 13.7979 | 3.1604 | 0.2
7321 | 2021-11-02 | 0 |  | 0 | 13.5362 | 3.4508 | 0.2
7322 | 2021-11-02 01:00 | 0 |  | 0 | 13.2654 | 3.0146 | 0.2
7323 | 2021-11-02 02:00 | 0 |  | 0 | 13.0455 | 3.1346 | 0.2
7324 | 2021-11-02 03:00 | 0 |  | 0 | 12.8406 | 3.4267 | 0.2
7325 | 2021-11-02 04:00 | 0 |  | 0 | 12.7107 | 3.0096 | 0.2
7326 | 2021-11-02 05:00 | 23.3167 |  | 23.0167 | 13.0807 | 4.2867 | 0.2 | 5.1876 | 104.0883 | 85.4122 | 0 |  | 23.3167 | 0.26502 | 22.8754 | 0.0053952 | 0.26502 | 22.8754 | 0.0047799 | 0.14728 | 21.7546 | 0 | 21.4639 | 21.4641 | 2473.7651 | 14.144 | 1918.1339 | 1976.9658 | 1916.1609 | 0 | 0 | 1915.759 | 725.5776 | 0 | 0 | 0 | 0 | 1915.759 | 725.5776 | 1606.0565 | 1598.0262451171875
7327 | 2021-11-02 06:00 | 241.4333 |  | 79.6167 | 14.531 | 5.6692 | 0.2 | 17.9814 | 97.1059 | 72.5641 | 0 |  | 241.4333 | 156.879 | 79.6945 | 0.055864 | 156.879 | 79.6945 | 0.049493 | 138.5143 | 75.7853 | 0 | 210.0135 | 209.9589 | 24198.09 | 24.2975 | 23593.568 | 23628.695 | 22325.186 | 0 | 0 | 22278.338 | 776.9888 | 0 | 0 | 3.1478 | 0 | 22275.19 | 774.889 | 21378.275 | 21271.3848
7328 | 2021-11-02 07:00 | 459.8667 |  | 116.4 | 16.028 | 5.8829 | 0.2 | 30.9702 | 90.0006 | 59.5223 | 0 |  | 459.8667 | 338.2259 | 117.042 | 0.10641 | 338.2259 | 117.042 | 0.094272 | 321.7645 | 111.3037 | 0 | 424.4068 | 424.7207 | 48950.99 | 35.5933 | 48786.027 | 47229.227 | 44955.145 | 0 | 0 | 44756.35 | 760.394 | 0 | 0 | 0 | 0 | 44756.35 | 760.394 | 43592.973 | 43375.0078
7329 | 2021-11-02 08:00 | 661.75 |  | 177.3167 | 17.4562 | 6.6025 | 0.2 | 43.9511 | 81.8142 | 46.4858 | 0 |  | 661.75 | 480.2835 | 178.4594 | 0.15312 | 480.2835 | 178.4594 | 0.13566 | 469.3983 | 169.7131 | 0 | 626.3292 | 626.3995 | 72193.78 | 45.3827 | 72433.29 | 68034.734 | 64882.41 | 0 | 0 | 64445.977 | 737.5619 | 0 | 0 | 0 | 0 | 64445.977 | 737.5619 | 62813.957 | 62499.8906
7330 | 2021-11-02 09:00 | 817.8833 |  | 222.4833 | 18.7362 | 5.3817 | 0.2 | 56.5999 | 70.5957 | 33.7705 | 0 |  | 817.8833 | 592.6679 | 224.0885 | 0.18925 | 592.6679 | 224.0885 | 0.16766 | 586.642 | 213.1085 | 0 | 783.7555 | 783.7646 | 90330.05 | 55.6743 | 90744.6 | 82393.64 | 79485.766 | 0 | 0 | 78784.1 | 710.2044 | 0 | 0 | 0 | 0 | 78784.1 | 710.2044 | 76601.02 | 76218.0156
7331 | 2021-11-02 10:00 | 943.0833 |  | 234.2167 | 19.8184 | 5.3613 | 0.2 | 68.0355 | 50.9488 | 22.2138 | 0 |  | 943.0833 | 707.6037 | 236.2779 | 0.21822 | 707.6037 | 236.2779 | 0.19333 | 704.7666 | 224.7032 | 0 | 910.8804 | 910.8899 | 104979.32 | 62.7877 | 105382.336 | 93352.055 | 90547.23 | 0 | 0 | 89571.99 | 686.9346 | 0 | 0 | 0 | 0 | 89571.99 | 686.9346 | 86929.19 | 86494.5469
7332 | 2021-11-02 11:00 | 976.95 |  | 275.7333 | 20.6643 | 5.2308 | 0.2 | 74.8958 | 9.2652 | 14.8295 | 0 |  | 976.95 | 701.5373 | 278.16 | 0.22605 | 701.5373 | 278.16 | 0.20027 | 700.2988 | 264.5364 | 0 | 945.5385 | 945.5076 | 108969.055 | 65.532 | 109339.87 | 95910.65 | 93014.555 | 0 | 0 | 91972.21 | 680.7831 | 0 | 0 | 0 | 0 | 91972.21 | 680.7831 | 89221.86 | 88775.75
7333 | 2021-11-02 12:00 | 945.7833 |  | 264.9667 | 21.2221 | 4.2171 | 0.2 | 71.1527 | 319.5962 | 18.0507 | 0 |  | 945.7833 | 682.4769 | 267.8023 | 0.21884 | 682.4769 | 267.8023 | 0.19388 | 680.6313 | 254.6885 | 0 | 916.6133 | 916.6435 | 105645.984 | 66.7735 | 106043.516 | 92604.82 | 89739.95 | 0 | 0 | 88759.93 | 676.9627 | 0 | 0 | 0 | 0 | 88759.93 | 676.9627 | 86153.08 | 85722.3125
7334 | 2021-11-02 13:00 | 861 |  | 241.35 | 21.4914 | 4.1767 | 0.2 | 60.6355 | 294.4382 | 28.7336 | 0 |  | 861 | 622.3654 | 244.3767 | 0.19922 | 622.3654 | 244.3767 | 0.1765 | 617.9336 | 232.4116 | 0 | 833.3384 | 833.2559 | 96036.87 | 62.9752 | 96461.586 | 85379.78 | 81386.62 | 0 | 0 | 80558.19 | 671.2952 | 0 | 0 | 0 | 0 | 80558.19 | 671.2952 | 78302.164 | 77910.6484
7335 | 2021-11-02 14:00 | 714.8166 |  | 193.65 | 21.4562 | 3.6058 | 0.2 | 48.243 | 281.3195 | 41.2517 | 0 |  | 714.8166 | 524.5707 | 196.5328 | 0.1654 | 524.5707 | 196.5328 | 0.14654 | 515.8674 | 186.9115 | 0 | 688.7233 | 688.7548 | 79381.49 | 56.6482 | 79708.95 | 72112.53 | 69142.734 | 0 | 0 | 68595.85 | 703.883 | 0 | 0 | 0 | 0 | 68595.85 | 703.883 | 66811.375 | 66477.3203
7336 | 2021-11-02 15:00 | 513.25 |  | 157.3833 | 21.0314 | 2.9663 | 0.2 | 35.3329 | 272.4203 | 54.2474 | 0 |  | 513.25 | 359.187 | 159.8754 | 0.11876 | 359.187 | 159.8754 | 0.10522 | 346.3794 | 152.0493 | 0 | 488.4601 | 488.3332 | 56282.383 | 46.7196 | 56256.195 | 52590.117 | 50695.207 | 0 | 0 | 50422.15 | 729.9451 | 0 | 0 | 0 | 0 | 50422.15 | 729.9451 | 49127.49 | 48881.8516
7337 | 2021-11-02 16:00 | 309.4667 |  | 101.5833 | 20.226 | 2.6654 | 0.2 | 22.3342 | 265.0771 | 67.3169 | 0 |  | 309.4667 | 210.812 | 103.4028 | 0.071606 | 210.812 | 103.4028 | 0.06344 | 194.0001 | 98.3418 | 0 | 286.4951 | 286.4104 | 33009.344 | 35.5 | 32546.547 | 31507.139 | 30091.34 | 0 | 0 | 29999.666 | 756.158 | 0 | 0 | 0 | 0 | 29999.666 | 756.158 | 29100.27 | 28954.7676
7338 | 2021-11-02 17:00 | 106.2833 |  | 56.1333 | 19.1521 | 2.2646 | 0.2 | 9.471 | 258.1219 | 80.2483 | 0 |  | 106.2833 | 51.5972 | 56.9568 | 0.024592 | 51.5972 | 56.9568 | 0.021788 | 38.9384 | 54.1698 | 0 | 91.246 | 91.1462 | 10505.027 | 24.1023 | 9783.081 | 9807.575 | 9278.717 | 0 | 0 | 9269.824 | 757.1915 | 0 | 0 | 0 | 0 | 9269.824 | 757.1915 | 8406.068 | 8364.0371
7339 | 2021-11-02 18:00 | 0 |  | 0 | 18.066 | 2.1879 | 0.2
7340 | 2021-11-02 19:00 | 0 |  | 0 | 17.3483 | 2.0888 | 0.2
7341 | 2021-11-02 20:00 | 0 |  | 0 | 16.6952 | 1.7929 | 0.2
7342 | 2021-11-02 21:00 | 0 |  | 0 | 16.042 | 0.96625 | 0.2
7343 | 2021-11-02 22:00 | 0 |  | 0 | 15.394 | 1.0829 | 0.2
7344 | 2021-11-02 23:00 | 0 |  | 0 | 14.8463 | 1.8442 | 0.2
7345 | 2021-11-03 | 0 |  | 0 | 14.7302 | 2.3958 | 0.2
7346 | 2021-11-03 01:00 | 0 |  | 0 | 14.7104 | 2.9683 | 0.2
7347 | 2021-11-03 02:00 | 0 |  | 0 | 14.7115 | 3.7008 | 0.2
7348 | 2021-11-03 03:00 | 0 |  | 0 | 14.7166 | 2.8679 | 0.2
7349 | 2021-11-03 04:00 | 0 |  | 0 | 14.7679 | 2.6033 | 0.2
7350 | 2021-11-03 05:00 | 15.65 |  | 15.65 | 15.0324 | 1.9671 | 0.2 | 5.3433 | 104.3619 | 85.2592 | 0 |  | 15.65 | 0 | 15.6074 | 0.0036212 | 0 | 15.6074 | 0.0032082 | 0 | 14.8431 | 0 | 14.5462 | 14.5461 | 1676.5005 | 15.8332 | 1175.9464 | 1202.5576 | 1167.467 | 0 | 0 | 1167.3066 | 699.5312 | 0 | 0 | 0 | 0 | 1167.3066 | 699.5312 | 970.4637 | 965.6113
7351 | 2021-11-03 06:00 | 22.1833 |  | 22.1833 | 15.127 | 1.6387 | 0.2 | 18.125 | 97.3991 | 72.4235 | 0 |  | 22.1833 | 0 | 22.0728 | 0.0051329 | 0 | 22.0728 | 0.0045475 | 0 | 20.9916 | 0 | 20.5717 | 20.5711 | 2370.9553 | 16.2765 | 1821.541 | 1866.1396 | 1789.0288 | 0 | 0 | 1788.6714 | 718.6432 | 0 | 0 | 0 | 0 | 1788.6714 | 718.6432 | 1497.3972 | 1489.9102
7352 | 2021-11-03 07:00 | 42 |  | 42 | 15.3196 | 1.7571 | 0.2 | 31.109 | 90.3285 | 59.387 | 0 |  | 42 | 0 | 41.7593 | 0.0097182 | 0 | 41.7593 | 0.0086099 | 0 | 39.7134 | 0 | 38.9192 | 38.9189 | 4485.411 | 17.4827 | 3842.9817 | 3931.5325 | 3805.6934 | 0 | 0 | 3804.1912 | 744.1478 | 0 | 0 | 0 | 0 | 3804.1912 | 744.1478 | 3256.101 | 3239.820556640625
7353 | 2021-11-03 08:00 | 71.7833 |  | 71.7833 | 15.688 | 2.8167 | 0.2 | 44.0952 | 82.201 | 46.3463 | 0 |  | 71.7833 | 0 | 71.37 | 0.01661 | 0 | 71.37 | 0.014715 | 0 | 67.8734 | 0 | 66.5159 | 66.516 | 7666.013 | 19.2109 | 6959.657 | 7084.61 | 6789.868 | 0 | 0 | 6785.3145 | 760.9625 | 0 | 0 | 0 | 0 | 6785.3145 | 760.9625 | 5996.0796 | 5966.0991
7354 | 2021-11-03 09:00 | 520.6333 |  | 351.6667 | 17.2482 | 3.5096 | 0.2 | 56.7664 | 71.0784 | 33.6105 | 0 |  | 520.6333 | 168.1811 | 351.3031 | 0.12047 | 168.1811 | 351.3031 | 0.10673 | 166.4898 | 334.0902 | 0 | 490.5684 | 490.5851 | 56542.027 | 42.4248 | 56521.184 | 53585.805 | 51195.53 | 0 | 0 | 50926.297 | 743.8346 | 0 | 0 | 0 | 0 | 50926.297 | 743.8346 | 49620.133 | 49372.0312
7355 | 2021-11-03 10:00 | 609.8166 |  | 420.7333 | 18.7573 | 3.4912 | 0.2 | 68.2593 | 51.5361 | 22.0013 | 0 |  | 609.8166 | 188.7345 | 420.7956 | 0.1411 | 188.7345 | 420.7956 | 0.12501 | 187.9931 | 400.1803 | 0 | 576.41 | 576.4107 | 66432.375 | 48.3631 | 66585.46 | 61940.664 | 59609.516 | 0 | 0 | 59231.266 | 730.2611 | 0 | 0 | 0 | 0 | 59231.266 | 730.2611 | 57739.645 | 57450.9453
7356 | 2021-11-03 11:00 | 693.9667 |  | 443.8333 | 19.9515 | 2.9733 | 0.2 | 75.2053 | 9.4394 | 14.5311 | 0 |  | 693.9667 | 250.231 | 445.297 | 0.16057 | 250.231 | 445.297 | 0.14226 | 249.807 | 423.4851 | 0 | 659.8262 | 659.818 | 76044.195 | 54.6493 | 76336.16 | 69544.63 | 66753.57 | 0 | 0 | 66262.81 | 713.803 | 0 | 0 | 0 | 0 | 66262.81 | 713.803 | 64564.754 | 64241.9336
7357 | 2021-11-03 12:00 | 379.6167 |  | 357.7 | 20.3737 | 3.9046 | 0.2 | 71.4057 | 319.0242 | 17.7991 | 0 |  | 379.6167 | 21.9685 | 356.3424 | 0.087838 | 21.9685 | 356.3424 | 0.077821 | 21.9107 | 338.8854 | 0 | 353.5802 | 353.5822 | 40751.46 | 38.1961 | 40429.832 | 38831.09 | 37299.754 | 0 | 0 | 37159.555 | 752.432 | 0 | 0 | 0 | 0 | 37159.555 | 752.432 | 36173.28 | 35992.4141
7358 | 2021-11-03 13:00 | 552.1333 |  | 386.6833 | 20.892 | 4.5829 | 0.2 | 60.814 | 293.914 | 28.5613 | 0 |  | 552.1333 | 166.1606 | 387.5597 | 0.12776 | 166.1606 | 387.5597 | 0.11319 | 164.9932 | 368.5782 | 0 | 522.9 | 522.8801 | 60263.348 | 46.4469 | 60310.41 | 56447.68 | 54688.332 | 0 | 0 | 54369.15 | 730.4998 | 0 | 0 | 0 | 0 | 54369.15 | 730.4998 | 52985.164 | 52720.2383
7359 | 2021-11-03 14:00 | 619.2167 |  | 287.2833 | 21.3878 | 5.2287 | 0.2 | 48.3899 | 280.9053 | 41.1103 | 0 |  | 619.2167 | 334.0651 | 289.9021 | 0.14328 | 334.0651 | 289.9021 | 0.12694 | 328.5709 | 275.7077 | 0 | 592.1929 | 592.1121 | 68243.7 | 49.4883 | 68424.84 | 63412.254 | 61187.375 | 0 | 0 | 60780.535 | 723.34 | 0 | 0 | 0 | 0 | 60780.535 | 723.34 | 59255.17 | 58958.8945
7360 | 2021-11-03 15:00 | 327.35 |  | 252.9833 | 21.3919 | 6.5296 | 0.2 | 35.47 | 272.0764 | 54.115 | 0 |  | 327.35 | 75.049 | 253.5702 | 0.075744 | 75.049 | 253.5702 | 0.067106 | 72.3936 | 241.1523 | 0 | 307.275 | 307.3063 | 35418.094 | 35.1379 | 34997.72 | 33929.848 | 32699.434 | 0 | 0 | 32592.281 | 756.5132 | 0 | 0 | 0 | 0 | 32592.281 | 756.5132 | 31665.305 | 31506.9785
7361 | 2021-11-03 16:00 | 232.6833 |  | 145.55 | 21.0912 | 6.6954 | 0.2 | 22.4731 | 264.775 | 67.1823 | 0 |  | 232.6833 | 88.3374 | 146.4577 | 0.05384 | 88.3374 | 146.4577 | 0.0477 | 81.3568 | 139.2867 | 0 | 216.2307 | 216.1955 | 24917.844 | 30.6891 | 24321.535 | 23898.678 | 23018.912 | 0 | 0 | 22966.082 | 761.3895 | 0 | 0 | 0 | 0 | 22966.082 | 761.3895 | 22078.416 | 21968.0234
7362 | 2021-11-03 17:00 | 51.1167 |  | 51.1167 | 20.4645 | 5.0842 | 0.2 | 9.6196 | 257.8441 | 80.1037 | 0 |  | 51.1167 | 0 | 50.8507 | 0.011828 | 0 | 50.8507 | 0.010479 | 0 | 48.3596 | 0 | 47.3924 | 47.3926 | 5462.068 | 22.7285 | 4793.1367 | 4826.9204 | 4630.17 | 0 | 0 | 4627.9175 | 737.0792 | 0 | 0 | 0 | 0 | 4627.9175 | 737.0792 | 3996.6472 | 3976.663818359375
7363 | 2021-11-03 18:00 | 0.4 |  | 0.4 | 19.8002 | 4.9088 | 0.2 | -2.8937 | 250.5552 | 90 | 0 |  | 0.4 | 0 | 0.43781 | 9.25544e-05 | 0 | 0.43781 | 0 | 0 | 0.41636 | 0 | 0.40803 | 0.40804 | 47.0271 | 19.8199 | 1.4675 | 1.46 | 1.4561 | 0 | 0 | 1.456 | 44.9624 | 0 | 0 | 0 | 1.456 | 0 | 650 | 0 | 0
7364 | 2021-11-03 19:00 | 0 |  | 0 | 19.2802 | 5.6079 | 0.2
7365 | 2021-11-03 20:00 | 0 |  | 0 | 18.7853 | 5.9104 | 0.2
7366 | 2021-11-03 21:00 | 0 |  | 0 | 18.2904 | 6.3063 | 0.2
7367 | 2021-11-03 22:00 | 0 |  | 0 | 17.7955 | 7.0396 | 0.2
7368 | 2021-11-03 23:00 | 0 |  | 0 | 17.2837 | 5.7867 | 0.2
7369 | 2021-11-04 | 0 |  | 0 | 16.6582 | 4.6696 | 0.2
7370 | 2021-11-04 01:00 | 0 |  | 0 | 15.998 | 4.1742 | 0.2
7371 | 2021-11-04 02:00 | 0 |  | 0 | 15.5767 | 4.6725 | 0.2
7372 | 2021-11-04 03:00 | 0 |  | 0 | 15.2604 | 4.505 | 0.2
7373 | 2021-11-04 04:00 | 0 |  | 0 | 15.0131 | 3.85 | 0.2
7374 | 2021-11-04 05:00 | 17.2167 |  | 17.2167 | 15.263 | 4.6279 | 0.2 | 5.4939 | 104.6335 | 85.1111 | 0 |  | 17.2167 | 0 | 17.1595 | 0.0039837 | 0 | 17.1595 | 0.0035294 | 0 | 16.3192 | 0 | 15.9928 | 15.9924 | 1843.1787 | 16.043 | 1329.5588 | 1360.3604 | 1316.3412 | 0 | 0 | 1316.141 | 707.1729 | 0 | 0 | 0 | 0 | 1316.141 | 707.1729 | 1096.0242 | 1090.5440673828125
7375 | 2021-11-04 06:00 | 165.9667 |  | 118.7333 | 16.1924 | 5.6717 | 0.2 | 18.2634 | 97.6905 | 72.2882 | 0 |  | 165.9667 | 45.7986 | 117.9962 | 0.038402 | 45.7986 | 117.9962 | 0.034023 | 40.5526 | 112.2116 | 0 | 149.7089 | 149.7568 | 17259.883 | 23.1577 | 16567.621 | 16657.945 | 15839.826 | 0 | 0 | 15816.029 | 773.4731 | 0 | 0 | 0 | 0 | 15816.029 | 773.4731 | 14940.553 | 14865.8496
7376 | 2021-11-04 07:00 | 303.85 |  | 208.2167 | 17.2647 | 5.525 | 0.2 | 31.2423 | 90.6547 | 59.2573 | 0 |  | 303.85 | 94.1664 | 207.3922 | 0.070307 | 94.1664 | 207.3922 | 0.062289 | 89.6554 | 197.2276 | 0 | 281.1454 | 281.1575 | 32404.607 | 30.4293 | 31930.594 | 31407.43 | 30317.742 | 0 | 0 | 30228.207 | 765.8583 | 0 | 0 | 0 | 0 | 30228.207 | 765.8583 | 29327.373 | 29180.7363
7377 | 2021-11-04 08:00 | 464.0333 |  | 318.3333 | 18.3574 | 5.8958 | 0.2 | 44.2332 | 82.5866 | 46.2129 | 0 |  | 464.0333 | 144.4353 | 317.4914 | 0.10737 | 144.4353 | 317.4914 | 0.095126 | 141.2139 | 301.9329 | 0 | 434.2838 | 434.2643 | 50050.316 | 38.3506 | 49906.586 | 47919.5 | 45913.01 | 0 | 0 | 45703.395 | 755.1638 | 0 | 0 | 0 | 0 | 45703.395 | 755.1638 | 44517.82 | 44295.2344
7378 | 2021-11-04 09:00 | 538.45 |  | 369.5 | 19.249 | 6.5529 | 0.2 | 56.9261 | 71.562 | 33.4573 | 0 |  | 538.45 | 168.1543 | 369.0794 | 0.12459 | 168.1543 | 369.0794 | 0.11038 | 166.4811 | 350.9955 | 0 | 507.127 | 507.1353 | 58446.984 | 41.9095 | 58461.445 | 55522.402 | 53780.418 | 0 | 0 | 53482.48 | 743.7781 | 0 | 0 | 0 | 0 | 53482.48 | 743.7781 | 52118.41 | 51857.8203
7379 | 2021-11-04 10:00 | 577.4334 |  | 434.2833 | 19.942 | 7.8225 | 0.2 | 68.4759 | 52.1332 | 21.7962 | 0 |  | 577.4334 | 142.877 | 434.3198 | 0.13361 | 142.877 | 434.3198 | 0.11837 | 142.3268 | 413.0419 | 0 | 544.2613 | 544.2646 | 62728.11 | 42.8964 | 62818.74 | 59476.4 | 57472.258 | 0 | 0 | 57131.207 | 742.4839 | 0 | 0 | 0 | 0 | 57131.207 | 742.4839 | 55685.75 | 55407.3203
7380 | 2021-11-04 11:00 | 651.9 |  | 479.9 | 20.5543 | 7.2396 | 0.2 | 75.5101 | 9.6313 | 14.238 | 0 |  | 651.9 | 172.0557 | 480.4641 | 0.15084 | 172.0557 | 480.4641 | 0.13364 | 171.7759 | 456.9285 | 0 | 616.1304 | 616.1304 | 71010.67 | 47.2382 | 71234.4 | 66513.3 | 63710.504 | 0 | 0 | 63283.957 | 733.6437 | 0 | 0 | 0 | 0 | 63283.957 | 733.6437 | 61693.6 | 61385.1328
7381 | 2021-11-04 12:00 | 653.4167 |  | 471.2 | 21.0053 | 7.525 | 0.2 | 71.6555 | 318.4533 | 17.5508 | 0 |  | 653.4167 | 182.6341 | 472.0901 | 0.15119 | 182.6341 | 472.0901 | 0.13395 | 182.1672 | 448.9672 | 0 | 618.5117 | 618.4471 | 71279.78 | 47.4439 | 71507.445 | 66725.34 | 64261.688 | 0 | 0 | 63823.598 | 731.5151 | 0 | 0 | 0 | 0 | 63823.598 | 731.5151 | 62213.953 | 61902.8828
7382 | 2021-11-04 13:00 | 596.0333 |  | 410.55 | 21.2359 | 6.9333 | 0.2 | 60.9909 | 293.3948 | 28.3907 | 0 |  | 596.0333 | 186.2641 | 411.4589 | 0.13791 | 186.2641 | 411.4589 | 0.12219 | 184.9727 | 391.307 | 0 | 564.7541 | 564.7425 | 65085.88 | 46.0374 | 65216.457 | 61126.535 | 59012.516 | 0 | 0 | 58640.832 | 733.0945 | 0 | 0 | 0 | 0 | 58640.832 | 733.0945 | 57162.137 | 56876.3281
7383 | 2021-11-04 14:00 | 459.6 |  | 347.9833 | 21.202 | 5.735 | 0.2 | 48.5364 | 280.4965 | 40.9693 | 0 |  | 459.6 | 112.3214 | 348.7814 | 0.10635 | 112.3214 | 348.7814 | 0.094217 | 110.4902 | 331.7002 | 0 | 433.3465 | 433.2912 | 49938.223 | 41.2969 | 49792.383 | 47370.508 | 45694.715 | 0 | 0 | 45481.344 | 746.2307 | 0 | 0 | 0 | 0 | 45481.344 | 746.2307 | 44300.96 | 44079.457
7384 | 2021-11-04 15:00 | 366.75 |  | 291.3167 | 20.9334 | 4.7663 | 0.2 | 35.6073 | 271.7377 | 53.9824 | 0 |  | 366.75 | 76.114 | 291.9937 | 0.084861 | 76.114 | 291.9937 | 0.075183 | 73.4417 | 277.6945 | 0 | 344.1135 | 344.0432 | 39651.992 | 37.6083 | 39309.723 | 37823.586 | 36308.195 | 0 | 0 | 36175.316 | 752.6115 | 0 | 0 | 0 | 0 | 36175.316 | 752.6115 | 35200.35 | 35024.3477
7385 | 2021-11-04 16:00 | 224.1667 |  | 143.3333 | 20.3907 | 4.7138 | 0.2 | 22.6125 | 264.478 | 67.047 | 0 |  | 224.1667 | 81.929 | 144.2247 | 0.051869 | 81.929 | 144.2247 | 0.045954 | 75.5139 | 137.163 | 0 | 208.4234 | 208.4455 | 24023.902 | 30.5177 | 23414.482 | 23018.812 | 22095.205 | 0 | 0 | 22045.572 | 753.0167 | 0 | 0 | 0 | 0 | 22045.572 | 753.0167 | 21146.08 | 21040.3496
7386 | 2021-11-04 17:00 | 79.2667 |  | 60.3667 | 19.6336 | 4.3283 | 0.2 | 9.7689 | 257.5713 | 79.9583 | 0 |  | 79.2667 | 19.4133 | 60.5486 | 0.018341 | 19.4133 | 60.5486 | 0.01625 | 14.8145 | 57.5839 | 0 | 70.9505 | 70.9454 | 8176.565 | 23.1413 | 7465.394 | 7508.1577 | 7235.6045 | 0 | 0 | 7230.2236 | 749.6917 | 0 | 0 | 0 | 0 | 7230.2236 | 749.6917 | 6419.194 | 6387.0981
7387 | 2021-11-04 18:00 | 0.45 |  | 0.45 | 18.8681 | 3.9904 | 0.2 | -2.7279 | 250.2961 | 90 | 0 |  | 0.45 | 0 | 0.49209 | 0.00010412 | 0 | 0.49209 | 0 | 0 | 0.46798 | 0 | 0.45862 | 0.45862 | 52.8565 | 18.8911 | 1.8527 | 1.8415 | 1.8373 | 0 | 0 | 1.8372 | 50.5839 | 0 | 0 | 0 | 1.8372 | 0 | 650 | 0 | 0
7388 | 2021-11-04 19:00 | 0 |  | 0 | 18.4752 | 3.5429 | 0.2
7389 | 2021-11-04 20:00 | 0 |  | 0 | 18.1476 | 2.7196 | 0.2
7390 | 2021-11-04 21:00 | 0 |  | 0 | 17.8201 | 2.0033 | 0.2
7391 | 2021-11-04 22:00 | 0 |  | 0 | 17.4925 | 1.8638 | 0.2
7392 | 2021-11-04 23:00 | 0 |  | 0 | 16.973 | 1.82 | 0.2
7393 | 2021-11-05 | 0 |  | 0 | 15.7251 | 3.0513 | 0.2
7394 | 2021-11-05 01:00 | 0 |  | 0 | 16.9103 | 3.9517 | 0.2
7395 | 2021-11-05 02:00 | 0 |  | 0 | 17.1668 | 2.8342 | 0.2
7396 | 2021-11-05 03:00 | 0 |  | 0 | 17.3805 | 2.2742 | 0.2
7397 | 2021-11-05 04:00 | 0 |  | 0 | 17.3746 | 2.8208 | 0.2
7398 | 2021-11-05 05:00 | 7.7167 |  | 7.7167 | 17.3379 | 3.1587 | 0.2 | 5.6396 | 104.9033 | 84.9681 | 0 |  | 7.7167 | 0 | 7.7204 | 0.0017855 | 0 | 7.7204 | 0.0015819 | 0 | 7.3425 | 0 | 7.1956 | 7.1952 | 829.2707 | 17.7131 | 419.4545 | 421.483 | 412.6815 | 0 | 0 | 412.6576 | 644.4702 | 0 | 0 | 0 | 2.378 | 410.2796 | 652.7156 | 338.2019 | 336.51092529296875
7399 | 2021-11-05 06:00 | 92.7667 |  | 92.3667 | 17.733 | 3.8667 | 0.2 | 18.3965 | 97.9799 | 72.1581 | 0 |  | 92.7667 | 0.38787 | 91.7245 | 0.021465 | 0.38787 | 91.7245 | 0.019017 | 0.34389 | 87.2301 | 0 | 85.8225 | 85.8237 | 9891.332 | 22.0664 | 9168.685 | 9252.111 | 8908.59 | 0 | 0 | 8900.758 | 761.8862 | 0 | 0 | 0 | 0 | 8900.758 | 761.8862 | 8040.801 | 8000.5967
7400 | 2021-11-05 07:00 | 175.4667 |  | 173.3667 | 17.8329 | 4.8354 | 0.2 | 31.37 | 90.9791 | 59.1332 | 0 |  | 175.4667 | 2.0677 | 172.2592 | 0.040601 | 2.0677 | 172.2592 | 0.03597 | 1.9694 | 163.8186 | 0 | 162.4722 | 162.4716 | 18725.041 | 25.6827 | 18046.889 | 18008.02 | 17435.318 | 0 | 0 | 17405.617 | 766.6218 | 0 | 0 | 0 | 0 | 17405.617 | 766.6218 | 16506.783 | 16424.25
7401 | 2021-11-05 08:00 | 256.8 |  | 249.35 | 19.1626 | 4.5967 | 0.2 | 44.365 | 82.9708 | 46.0855 | 0 |  | 256.8 | 7.3849 | 247.9263 | 0.05942 | 7.3849 | 247.9263 | 0.052644 | 7.2214 | 235.7786 | 0 | 238.14 | 238.1423 | 27447.312 | 30.7941 | 26889.934 | 26416.723 | 25237.805 | 0 | 0 | 25175.908 | 766.0582 | 0 | 0 | 0 | 0 | 25175.908 | 766.0582 | 24325.916 | 24204.2871
7402 | 2021-11-05 09:00 | 276.1167 |  | 269.7333 | 20.2444 | 5.6933 | 0.2 | 57.0788 | 72.0463 | 33.3108 | 0 |  | 276.1167 | 6.3529 | 268.3476 | 0.06389 | 6.3529 | 268.3476 | 0.056603 | 6.2903 | 255.1999 | 0 | 256.2604 | 256.2622 | 29534.932 | 32.1517 | 29011.63 | 28384.674 | 27316.998 | 0 | 0 | 27244.281 | 762.8953 | 0 | 0 | 0 | 0 | 27244.281 | 762.8953 | 26368.637 | 26236.793
7403 | 2021-11-05 10:00 | 175.3 |  | 171.5833 | 20.5281 | 5.8033 | 0.2 | 68.6849 | 52.7398 | 21.5985 | 0 |  | 175.3 | 3.7094 | 170.723 | 0.040562 | 3.7094 | 170.723 | 0.035936 | 3.6953 | 162.3587 | 0 | 162.733 | 162.733 | 18755.545 | 28.0519 | 18077.75 | 17907.943 | 17105.39 | 0 | 0 | 17076.69 | 765.1917 | 0 | 0 | 0 | 0 | 17076.69 | 765.1917 | 16181.72 | 16100.8115
7404 | 2021-11-05 11:00 | 296.4667 |  | 287.1167 | 20.8892 | 5.2758 | 0.2 | 75.81 | 9.842 | 13.9505 | 0 |  | 296.4667 | 9.3524 | 285.8884 | 0.068598 | 9.3524 | 285.8884 | 0.060775 | 9.3378 | 271.8823 | 0 | 275.5957 | 275.5957 | 31763.21 | 33.9405 | 31277.86 | 30435.285 | 29236.863 | 0 | 0 | 29152.105 | 758.3267 | 0 | 0 | 0 | 0 | 29152.105 | 758.3267 | 28258.746 | 28117.4531
7405 | 2021-11-05 12:00 | 262.1833 |  | 256.5167 | 21.1319 | 5.7796 | 0.2 | 71.9022 | 317.8839 | 17.3058 | 0 |  | 262.1833 | 5.6792 | 255.4094 | 0.060666 | 5.6792 | 255.4094 | 0.053747 | 5.6651 | 242.8966 | 0 | 243.5905 | 243.5901 | 28074.438 | 32.4061 | 27527.078 | 26909.783 | 26083.365 | 0 | 0 | 26015.35 | 756.6039 | 0 | 0 | 0 | 0 | 26015.35 | 756.6039 | 25154.139 | 25028.3672
7406 | 2021-11-05 13:00 | 276.6167 |  | 271.9667 | 21.2769 | 6.7354 | 0.2 | 61.1661 | 292.8809 | 28.2218 | 0 |  | 276.6167 | 4.6692 | 270.8094 | 0.064005 | 4.6692 | 270.8094 | 0.056706 | 4.6372 | 257.5425 | 0 | 256.9361 | 256.9409 | 29613.057 | 32.6629 | 29091.107 | 28417.387 | 27401.855 | 0 | 0 | 27327.45 | 760.7 | 0 | 0 | 0 | 0 | 27327.45 | 760.7 | 26450.914 | 26318.6602
7407 | 2021-11-05 14:00 | 217.25 |  | 214.8333 | 21.1272 | 6.1342 | 0.2 | 48.6823 | 280.0934 | 40.8289 | 0 |  | 217.25 | 2.4317 | 213.8376 | 0.050269 | 2.4317 | 213.8376 | 0.044536 | 2.3924 | 203.3618 | 0 | 201.639 | 201.6394 | 23239.285 | 30.3104 | 22618.225 | 22251.506 | 21344.654 | 0 | 0 | 21299.723 | 761.8771 | 0 | 0 | 0 | 0 | 21299.723 | 761.8771 | 20393.55 | 20291.584
7408 | 2021-11-05 15:00 | 130.6833 |  | 130.6833 | 20.7256 | 4.9204 | 0.2 | 35.7448 | 271.4044 | 53.8496 | 0 |  | 130.6833 | 0 | 129.9786 | 0.030238 | 0 | 129.9786 | 0.02679 | 0 | 123.6107 | 0 | 121.1385 | 121.1388 | 13961.514 | 26.5559 | 13243.742 | 13179 | 12608.002 | 0 | 0 | 12592.331 | 762.8058 | 0 | 0 | 0 | 0 | 12592.331 | 762.8058 | 11800.471 | 11741.4688
7409 | 2021-11-05 16:00 | 41.7333 |  | 41.7333 | 19.6041 | 4.2438 | 0.2 | 22.7525 | 264.1862 | 66.9112 | 0 |  | 41.7333 | 0 | 41.4455 | 0.0096565 | 0 | 41.4455 | 0.0085553 | 0 | 39.4148 | 0 | 38.6265 | 38.6268 | 4451.823 | 21.5213 | 3810.4895 | 3851.267 | 3702.4387 | 0 | 0 | 3700.986 | 734.3807 | 0 | 0 | 0 | 0 | 3700.986 | 734.3807 | 3164.2085 | 3148.387451171875
7410 | 2021-11-05 17:00 | 28.1333 |  | 28.1333 | 18.666 | 3.3567 | 0.2 | 9.9189 | 257.3037 | 79.8122 | 0 |  | 28.1333 | 0 | 27.928 | 0.0065097 | 0 | 27.928 | 0.0057673 | 0 | 26.5595 | 0 | 26.0283 | 26.0291 | 2999.938 | 20.0112 | 2416.0166 | 2451.7808 | 2377.3132 | 0 | 0 | 2376.6838 | 720.9795 | 0 | 0 | 0 | 0 | 2376.6838 | 720.9795 | 2002.6691 | 1992.6558
7411 | 2021-11-05 18:00 | 0.45 |  | 0.45 | 19.0386 | 2.8258 | 0.2 | -2.5615 | 250.0424 | 90 | 0 |  | 0.45 | 0 | 0.49202 | 0.00010412 | 0 | 0.49202 | 0 | 0 | 0.46791 | 0 | 0.45855 | 0.45855 | 52.8497 | 19.0628 | 1.8535 | 1.8425 | 1.8371 | 0 | 0 | 1.8371 | 50.421 | 0 | 0 | 0 | 1.8371 | 0 | 650 | 0 | 0
7412 | 2021-11-05 19:00 | 0 |  | 0 | 19.142 | 3.0242 | 0.2
7413 | 2021-11-05 20:00 | 0 |  | 0 | 19.1039 | 2.8896 | 0.2
7414 | 2021-11-05 21:00 | 0 |  | 0 | 18.7787 | 2.675 | 0.2
7415 | 2021-11-05 22:00 | 0 |  | 0 | 18.3285 | 2.8008 | 0.2
7416 | 2021-11-05 23:00 | 0 |  | 0 | 17.9148 | 2.4404 | 0.2
7417 | 2021-11-06 | 0 |  | 0 | 17.3507 | 2.1896 | 0.2
7418 | 2021-11-06 01:00 | 0 |  | 0 | 16.7467 | 2.0596 | 0.2
7419 | 2021-11-06 02:00 | 0 |  | 0 | 16.3532 | 2.7708 | 0.2
7420 | 2021-11-06 03:00 | 0 |  | 0 | 16.0091 | 2.8396 | 0.2
7421 | 2021-11-06 04:00 | 0 |  | 0 | 15.8044 | 2.525 | 0.2
7422 | 2021-11-06 05:00 | 21.7167 |  | 21.1333 | 16.1464 | 2.8354 | 0.2 | 5.7801 | 105.1711 | 84.8301 | 0 |  | 21.7167 | 0.52118 | 21.0349 | 0.0050249 | 0.52118 | 21.0349 | 0.0044519 | 0.29785 | 20.0045 | 0 | 19.8963 | 19.8964 | 2293.1255 | 17.1993 | 1748.4857 | 1786.5763 | 1730.1521 | 0 | 0 | 1729.8135 | 712.8021 | 0 | 0 | 0 | 0 | 1729.8135 | 712.8021 | 1447.1758 | 1439.9399
7423 | 2021-11-06 06:00 | 188.8333 |  | 110.7667 | 17.3192 | 2.9242 | 0.2 | 18.5242 | 98.2672 | 72.0333 | 0 |  | 188.8333 | 75.7039 | 110.2328 | 0.043693 | 75.7039 | 110.2328 | 0.03871 | 67.203 | 104.8278 | 0 | 168.5902 | 168.6621 | 19438.639 | 26.2085 | 18769.96 | 18694.602 | 17699.191 | 0 | 0 | 17668.91 | 766.9383 | 0 | 0 | 0 | 0 | 17668.91 | 766.9383 | 16767.348 | 16683.5098
7424 | 2021-11-06 07:00 | 357.15 |  | 192.3167 | 18.6178 | 3.0742 | 0.2 | 31.492 | 91.3014 | 59.0147 | 0 |  | 357.15 | 162.2909 | 191.9118 | 0.08264 | 162.2909 | 191.9118 | 0.073215 | 154.6283 | 182.505 | 0 | 330.3906 | 330.3724 | 38076.547 | 35.9116 | 37705.113 | 36465.03 | 34614.863 | 0 | 0 | 34497.32 | 762.5707 | 0 | 0 | 0 | 0 | 34497.32 | 762.5707 | 33543.5 | 33375.7812
7425 | 2021-11-06 08:00 | 505.5833 |  | 238.6833 | 19.8408 | 3.2812 | 0.2 | 44.4907 | 83.3533 | 45.9643 | 0 |  | 505.5833 | 264.553 | 239.2868 | 0.11698 | 264.553 | 239.2868 | 0.10364 | 258.738 | 227.5596 | 0 | 476.5716 | 476.623 | 54931.516 | 44.5563 | 54880.52 | 51669.957 | 49834.105 | 0 | 0 | 49575.7 | 735.2535 | 0 | 0 | 0 | 0 | 49575.7 | 735.2535 | 48300.426 | 48058.9258
7426 | 2021-11-06 09:00 | 621.4334 |  | 299.6 | 20.9328 | 4.5029 | 0.2 | 57.2246 | 72.5306 | 33.1713 | 0 |  | 621.4334 | 320.2791 | 300.7482 | 0.14379 | 320.2791 | 300.7482 | 0.12739 | 317.1546 | 286.0118 | 0 | 591.103 | 591.1545 | 68133.16 | 49.9299 | 68313.17 | 63221.16 | 60765.832 | 0 | 0 | 60370.816 | 724.153 | 0 | 0 | 0 | 0 | 60370.816 | 724.153 | 58854.348 | 58560.0781
7427 | 2021-11-06 10:00 | 711.2167 |  | 376.3167 | 21.8688 | 5.2967 | 0.2 | 68.8863 | 53.3553 | 21.4084 | 0 |  | 711.2167 | 334.2199 | 377.1792 | 0.16457 | 334.2199 | 377.1792 | 0.1458 | 332.9808 | 358.7009 | 0 | 677.848 | 677.8519 | 78122.48 | 53.9391 | 78439.87 | 71641.29 | 69326.586 | 0 | 0 | 68792.52 | 711.2833 | 0 | 0 | 0 | 0 | 68792.52 | 711.2833 | 67000.68 | 66665.6719
7428 | 2021-11-06 11:00 | 719 |  | 439.5833 | 22.5532 | 5.2308 | 0.2 | 76.1049 | 10.0723 | 13.6687 | 0 |  | 719 | 279.4705 | 441.0147 | 0.16637 | 279.4705 | 441.0147 | 0.14739 | 279.052 | 419.4124 | 0 | 684.4951 | 684.4655 | 78885.19 | 55.0336 | 79210.65 | 72075.555 | 69645.91 | 0 | 0 | 69103.3 | 709.9915 | 0 | 0 | 0 | 0 | 69103.3 | 709.9915 | 67299.78 | 66963.2891
7429 | 2021-11-06 12:00 | 690.5333 |  | 416.9333 | 22.9946 | 4.1808 | 0.2 | 72.1458 | 317.3167 | 17.0641 | 0 |  | 690.5333 | 274.1871 | 418.7316 | 0.15978 | 274.1871 | 418.7316 | 0.14156 | 273.5243 | 398.2234 | 0 | 658.3127 | 658.2772 | 75867.8 | 55.7608 | 76158.18 | 69128.61 | 67456.6 | 0 | 0 | 66935.58 | 703.7399 | 0 | 0 | 0 | 0 | 66935.58 | 703.7399 | 65212.785 | 64886.7188
7430 | 2021-11-06 13:00 | 637.7667 |  | 355.4167 | 23.2208 | 4 | 0.2 | 61.3397 | 292.3728 | 28.0546 | 0 |  | 637.7667 | 283.4909 | 357.2211 | 0.14757 | 283.4909 | 357.2211 | 0.13074 | 281.5767 | 339.7271 | 0 | 608.8777 | 608.8307 | 70169.016 | 53.7762 | 70380.29 | 64307.76 | 62274.758 | 0 | 0 | 61837.88 | 710.4946 | 0 | 0 | 0 | 0 | 61837.88 | 710.4946 | 60289.637 | 59988.1875
7431 | 2021-11-06 14:00 | 529.35 |  | 317.4333 | 23.2133 | 4.1692 | 0.2 | 48.8278 | 279.6962 | 40.6888 | 0 |  | 529.35 | 213.2099 | 319.1121 | 0.12248 | 213.2099 | 319.1121 | 0.10852 | 209.7939 | 303.4853 | 0 | 503.0136 | 503.0913 | 57982.49 | 48.2683 | 57988.004 | 53942.918 | 51611.24 | 0 | 0 | 51323.645 | 726.752 | 0 | 0 | 0 | 0 | 51323.645 | 726.752 | 50008.434 | 49758.3906
7432 | 2021-11-06 15:00 | 421.3167 |  | 222.1667 | 22.9384 | 5.05 | 0.2 | 35.8824 | 271.0765 | 53.7166 | 0 |  | 421.3167 | 200.8878 | 223.4452 | 0.097487 | 200.8878 | 223.4452 | 0.086369 | 193.9435 | 212.5038 | 0 | 398.3183 | 398.2958 | 45903.55 | 41.9951 | 45680.21 | 43351.863 | 41906.336 | 0 | 0 | 41723.086 | 739.1344 | 0 | 0 | 0 | 0 | 41723.086 | 739.1344 | 40631.465 | 40428.3086
7433 | 2021-11-06 16:00 | 234.0333 |  | 142.8667 | 22.3018 | 4.0721 | 0.2 | 22.893 | 263.8995 | 66.7747 | 0 |  | 234.0333 | 92.3556 | 143.7431 | 0.054152 | 92.3556 | 143.7431 | 0.047976 | 85.2557 | 136.705 | 0 | 217.5214 | 217.4569 | 25063.346 | 33.1795 | 24469.205 | 23857.523 | 22793.588 | 0 | 0 | 22741.799 | 757.1119 | 0 | 0 | 0 | 0 | 22741.799 | 757.1119 | 21850.885 | 21741.6309
7434 | 2021-11-06 17:00 | 82.35 |  | 63.05 | 21.4333 | 3.1075 | 0.2 | 10.0695 | 257.0414 | 79.6654 | 0 |  | 82.35 | 19.7937 | 63.2305 | 0.019055 | 19.7937 | 63.2305 | 0.016882 | 15.2642 | 60.1345 | 0 | 73.8907 | 73.871 | 8513.927 | 25.2944 | 7799.7275 | 7791.7915 | 7485.648 | 0 | 0 | 7479.7974 | 746.5779 | 0 | 0 | 0 | 0 | 7479.7974 | 746.5779 | 6658.156 | 6624.8647
7435 | 2021-11-06 18:00 | 0.6 |  | 0.6 | 20.5511 | 2.4008 | 0.2 | -2.3946 | 249.7943 | 90 | 0 |  | 0.6 | 0 | 0.65446 | 0.00013883 | 0 | 0.65446 | 0 | 0 | 0.6224 | 0 | 0.60995 | 0.60995 | 70.2957 | 20.584 | 3.2764 | 3.2619 | 3.2531 | 0 | 0 | 3.253 | 67.1865 | 0 | 0 | 0 | 3.253 | 0 | 650 | 0 | 0
7436 | 2021-11-06 19:00 | 0 |  | 0 | 19.9683 | 2.6888 | 0.2
7437 | 2021-11-06 20:00 | 0 |  | 0 | 19.438 | 2.1258 | 0.2
7438 | 2021-11-06 21:00 | 0 |  | 0 | 18.9077 | 2.5846 | 0.2
7439 | 2021-11-06 22:00 | 0 |  | 0 | 18.3774 | 2.6129 | 0.2
7440 | 2021-11-06 23:00 | 0 |  | 0 | 17.871 | 2.6362 | 0.2
7441 | 2021-11-07 | 0 |  | 0 | 17.499 | 2.7283 | 0.2
7442 | 2021-11-07 01:00 | 0 |  | 0 | 17.1643 | 1.9058 | 0.2
7443 | 2021-11-07 02:00 | 0 |  | 0 | 17.3365 | 1.6113 | 0.2
7444 | 2021-11-07 03:00 | 0 |  | 0 | 17.2662 | 1.9863 | 0.2
7445 | 2021-11-07 04:00 | 0 |  | 0 | 17.2259 | 1.8871 | 0.2
7446 | 2021-11-07 05:00 | 5.8167 |  | 5.8167 | 17.369 | 2.1483 | 0.2 | 5.9154 | 105.4367 | 84.6973 | 0 |  | 5.8167 | 0 | 5.8223 | 0.0013459 | 0 | 5.8223 | 0.0011924 | 0 | 5.5374 | 0 | 5.4266 | 5.4268 | 625.443 | 17.6652 | 252.9282 | 251.8341 | 248.9569 | 0 | 0 | 248.9462 | 583.7463 | 0 | 0 | 0 | 16.0215 | 232.9247 | 649.9999 | 191.6199 | 190.66184997558594
7447 | 2021-11-07 06:00 | 87.7 |  | 87.7 | 17.8596 | 2.2 | 0.2 | 18.6466 | 98.5524 | 71.9138 | 0 |  | 87.7 | 0 | 87.1048 | 0.020293 | 0 | 87.1048 | 0.017978 | 0 | 82.8368 | 0 | 81.1801 | 81.183 | 9356.405 | 22.2817 | 8636.093 | 8708.797 | 8412.179 | 0 | 0 | 8405.157 | 757.4584 | 0 | 0 | 0 | 0 | 8405.157 | 757.4584 | 7554.2935 | 7516.522
7448 | 2021-11-07 07:00 | 176.7 |  | 174.55 | 18.7499 | 2.1517 | 0.2 | 31.6083 | 91.6214 | 58.9019 | 0 |  | 176.7 | 2.1167 | 173.4344 | 0.040886 | 2.1167 | 173.4344 | 0.036223 | 2.0175 | 164.9363 | 0 | 163.6147 | 163.6236 | 18858.059 | 27.6821 | 18181.482 | 18030.484 | 17357.512 | 0 | 0 | 17328.123 | 764.6257 | 0 | 0 | 0 | 0 | 17328.123 | 764.6257 | 16430.154 | 16348.0039
7449 | 2021-11-07 08:00 | 236.7833 |  | 230.4 | 19.2379 | 1.7913 | 0.2 | 44.6101 | 83.7338 | 45.8491 | 0 |  | 236.7833 | 6.3268 | 229.0822 | 0.054788 | 6.3268 | 229.0822 | 0.04854 | 6.1887 | 217.8579 | 0 | 219.5657 | 219.5645 | 25304.895 | 31.4221 | 24714.053 | 24231.092 | 23218.188 | 0 | 0 | 23165.604 | 762.0679 | 0 | 0 | 0 | 0 | 23165.604 | 762.0679 | 22281.021 | 22169.6152
7450 | 2021-11-07 09:00 | 242.6333 |  | 231.65 | 19.0758 | 1.3162 | 0.2 | 57.3635 | 73.0148 | 33.0386 | 0 |  | 242.6333 | 10.9296 | 230.4395 | 0.056142 | 10.9296 | 230.4395 | 0.049739 | 10.824 | 219.1492 | 0 | 225.3737 | 225.3738 | 25975.307 | 31.8556 | 25394.67 | 24865.453 | 24020.355 | 0 | 0 | 23963.414 | 759.6598 | 0 | 0 | 0 | 0 | 23963.414 | 759.6598 | 23093.027 | 22977.5625
7451 | 2021-11-07 10:00 | 378.8833 |  | 336.7167 | 20.3871 | 0.9275 | 0.2 | 69.08 | 53.9793 | 21.226 | 0 |  | 378.8833 | 42.0784 | 339.3743 | 0.087668 | 42.0784 | 339.3743 | 0.07767 | 41.9252 | 322.7491 | 0 | 357.3808 | 357.3777 | 41188.312 | 41.014 | 40874.91 | 38908.83 | 37447.027 | 0 | 0 | 37302.168 | 742.1624 | 0 | 0 | 0 | 0 | 37302.168 | 742.1624 | 36314.32 | 36132.75
7452 | 2021-11-07 11:00 | 456.7833 |  | 401.4667 | 21.2013 | 0.72583 | 0.2 | 76.3946 | 10.3232 | 13.3928 | 0 |  | 456.7833 | 55.3237 | 405.5258 | 0.10569 | 55.3237 | 405.5258 | 0.09364 | 55.2442 | 385.6613 | 0 | 432.0874 | 432.0802 | 49798.504 | 46.3696 | 49649.99 | 46464.754 | 45003.57 | 0 | 0 | 44787.473 | 731.2584 | 0 | 0 | 0 | 0 | 44787.473 | 731.2584 | 43623.363 | 43405.2461
7453 | 2021-11-07 12:00 | 538.0666 |  | 457.1 | 21.8384 | 0.68792 | 0.2 | 72.3862 | 316.7521 | 16.8258 | 0 |  | 538.0666 | 81.1346 | 462.7896 | 0.1245 | 81.1346 | 462.7896 | 0.1103 | 80.9439 | 440.1216 | 0 | 510.6442 | 510.6182 | 58850.2 | 51.6328 | 58871.965 | 54165.69 | 52655.676 | 0 | 0 | 52350.215 | 717.5536 | 0 | 0 | 0 | 0 | 52350.215 | 717.5536 | 51011.703 | 50756.6445
7454 | 2021-11-07 13:00 | 420.9167 |  | 378.1833 | 22.1801 | 0.625 | 0.2 | 61.5117 | 291.8707 | 27.889 | 0 |  | 420.9167 | 42.9025 | 382.2208 | 0.097394 | 42.9025 | 382.2208 | 0.086287 | 42.6166 | 363.499 | 0 | 397.9933 | 397.9925 | 45870.336 | 45.4695 | 45646.336 | 42838.85 | 41162.31 | 0 | 0 | 40984.797 | 737.9219 | 0 | 0 | 0 | 0 | 40984.797 | 737.9219 | 39910.797 | 39711.2422
7455 | 2021-11-07 14:00 | 425.4167 |  | 357.1333 | 22.4048 | 0.68708 | 0.2 | 48.9729 | 279.3051 | 40.5492 | 0 |  | 425.4167 | 68.6929 | 361.3473 | 0.098435 | 68.6929 | 361.3473 | 0.08721 | 67.6019 | 343.6486 | 0 | 403.0255 | 403.0211 | 46449.605 | 45.9219 | 46236.72 | 43328.83 | 42138.043 | 0 | 0 | 41948.01 | 729.2252 | 0 | 0 | 0 | 0 | 41948.01 | 729.2252 | 40851.035 | 40646.7812
7456 | 2021-11-07 15:00 | 317.0167 |  | 277.0167 | 22.4128 | 0.76042 | 0.2 | 36.0203 | 270.7543 | 53.5833 | 0 |  | 317.0167 | 40.3432 | 280.1439 | 0.073353 | 40.3432 | 280.1439 | 0.064988 | 38.9595 | 266.4225 | 0 | 299.2743 | 299.2527 | 34489.562 | 39.8166 | 34052.324 | 32527.748 | 31460.209 | 0 | 0 | 31358.576 | 744.5361 | 0 | 0 | 0 | 0 | 31358.576 | 744.5361 | 30450.594 | 30298.3398
7457 | 2021-11-07 16:00 | 170.0833 |  | 157.15 | 22.0999 | 1.1113 | 0.2 | 23.0341 | 263.6183 | 66.6378 | 0 |  | 170.0833 | 13.0988 | 158.4299 | 0.039355 | 13.0988 | 158.4299 | 0.034867 | 12.101 | 150.6692 | 0 | 159.5149 | 159.5061 | 18383.35 | 31.2295 | 17701.588 | 17361.92 | 16665.562 | 0 | 0 | 16637.756 | 755.196 | 0 | 0 | 0 | 0 | 16637.756 | 755.196 | 15748.73 | 15669.9873
7458 | 2021-11-07 17:00 | 64.7833 |  | 56.25 | 21.5863 | 1.0379 | 0.2 | 10.2207 | 256.7844 | 79.518 | 0 |  | 64.7833 | 8.7452 | 56.4323 | 0.01499 | 8.7452 | 56.4323 | 0.01328 | 6.7779 | 53.6673 | 0 | 59.2363 | 59.2292 | 6826.3203 | 24.9877 | 6131.176 | 6131.264 | 5895.6807 | 0 | 0 | 5892.09 | 742.6657 | 0 | 0 | 0 | 0 | 5892.09 | 742.6657 | 5157.742 | 5131.9531
7459 | 2021-11-07 18:00 | 0.53333 |  | 0.53333 | 21.0249 | 1.0992 | 0.2 | -2.2272 | 249.5518 | 90 | 0 |  | 0.53333 | 0 | 0.58222 | 0.00012341 | 0 | 0.58222 | 0 | 0 | 0.5537 | 0 | 0.54262 | 0.54262 | 62.5393 | 21.056 | 2.5952 | 2.5849 | 2.5767 | 0 | 0 | 2.5766 | 60.0725 | 0 | 0 | 0 | 2.5766 | 0 | 650 | 0 | 0
7460 | 2021-11-07 19:00 | 0 |  | 0 | 20.6164 | 1.2717 | 0.2
7461 | 2021-11-07 20:00 | 0 |  | 0 | 20.2224 | 1.8337 | 0.2
7462 | 2021-11-07 21:00 | 0 |  | 0 | 19.7734 | 2.1467 | 0.2
7463 | 2021-11-07 22:00 | 0 |  | 0 | 19.4599 | 2.5258 | 0.2
7464 | 2021-11-07 23:00 | 0 |  | 0 | 19.0999 | 2.0275 | 0.2
7465 | 2021-11-08 | 0 |  | 0 | 18.7519 | 2.0863 | 0.2
7466 | 2021-11-08 01:00 | 0 |  | 0 | 18.3571 | 2.1508 | 0.2
7467 | 2021-11-08 02:00 | 0 |  | 0 | 18.2105 | 1.8542 | 0.2
7468 | 2021-11-08 03:00 | 0 |  | 0 | 18.0403 | 1.3629 | 0.2
7469 | 2021-11-08 04:00 | 0 |  | 0 | 17.9423 | 1.7588 | 0.2
7470 | 2021-11-08 05:00 | 17.6 |  | 17.6 | 18.2029 | 2.0733 | 0.2 | 6.0454 | 105.7001 | 84.5697 | 0 |  | 17.6 | 0 | 17.5432 | 0.0040724 | 0 | 17.5432 | 0.003608 | 0 | 16.6841 | 0 | 16.3504 | 16.3493 | 1884.1998 | 19.0986 | 1367.4745 | 1388.7047 | 1347.1775 | 0 | 0 | 1346.9633 | 699.5973 | 0 | 0 | 0 | 0 | 1346.9633 | 699.5973 | 1122.0781 | 1116.4678
7471 | 2021-11-08 06:00 | 131.3 |  | 120.4833 | 18.9477 | 2.1508 | 0.2 | 18.7635 | 98.8352 | 71.7998 | 0 |  | 131.3 | 10.4901 | 121.2648 | 0.030381 | 10.4901 | 121.2648 | 0.026916 | 9.3333 | 115.3241 | 0 | 122.1642 | 122.1624 | 14079.55 | 25.6168 | 13362.399 | 13336.739 | 12723.111 | 0 | 0 | 12707.361 | 765.7432 | 0 | 0 | 0 | 0 | 12707.361 | 765.7432 | 11911.682 | 11852.124
7472 | 2021-11-08 07:00 | 225.0167 |  | 213.9833 | 19.6815 | 1.8542 | 0.2 | 31.7188 | 91.9391 | 58.7948 | 0 |  | 225.0167 | 10.8621 | 212.5729 | 0.052066 | 10.8621 | 212.5729 | 0.046128 | 10.356 | 202.1565 | 0 | 208.2622 | 208.2668 | 24003.498 | 31.2058 | 23393.375 | 22950.756 | 22095.586 | 0 | 0 | 22047.441 | 759.7463 | 0 | 0 | 0 | 0 | 22047.441 | 759.7463 | 21147.967 | 21042.2266
7473 | 2021-11-08 08:00 | 298.15 |  | 280.3167 | 20.3355 | 1.3267 | 0.2 | 44.7233 | 84.1121 | 45.7402 | 0 |  | 298.15 | 17.6745 | 278.7144 | 0.068988 | 17.6745 | 278.7144 | 0.06112 | 17.2911 | 265.058 | 0 | 276.702 | 276.7116 | 31891.62 | 36.019 | 31408.518 | 30362.328 | 29176.914 | 0 | 0 | 29091.527 | 753.7053 | 0 | 0 | 0 | 0 | 29091.527 | 753.7053 | 28198.643 | 28057.6504
7474 | 2021-11-08 09:00 | 412.4833 |  | 370.25 | 21.0603 | 1.4733 | 0.2 | 57.4953 | 73.4982 | 32.9128 | 0 |  | 412.4833 | 42.0244 | 373.7698 | 0.095443 | 42.0244 | 373.7698 | 0.084558 | 41.6217 | 355.459 | 0 | 389.1391 | 389.1419 | 44849.875 | 42.9695 | 44606.316 | 42199.04 | 40594.31 | 0 | 0 | 40422.254 | 738.8986 | 0 | 0 | 0 | 0 | 40422.254 | 738.8986 | 39361.723 | 39164.9141
7475 | 2021-11-08 10:00 | 565.3333 |  | 404.0667 | 21.8454 | 1.575 | 0.2 | 69.2659 | 54.6111 | 21.0513 | 0 |  | 565.3333 | 160.9195 | 404.1161 | 0.13081 | 160.9195 | 404.1161 | 0.11589 | 160.3437 | 384.3177 | 0 | 533.7682 | 533.7682 | 61517.973 | 51.7586 | 61587.68 | 56645.723 | 55081.445 | 0 | 0 | 54748.637 | 717.2633 | 0 | 0 | 0 | 0 | 54748.637 | 717.2633 | 53356.156 | 53089.375
7476 | 2021-11-08 11:00 | 482.4167 |  | 429.1667 | 22.2954 | 1.4646 | 0.2 | 76.6789 | 10.5957 | 13.123 | 0 |  | 482.4167 | 53.2534 | 433.8798 | 0.11162 | 53.2534 | 433.8798 | 0.098894 | 53.18 | 412.6265 | 0 | 456.4903 | 456.5044 | 52613.004 | 48.0075 | 52518.277 | 48890.66 | 46712.816 | 0 | 0 | 46482.113 | 732.4167 | 0 | 0 | 0 | 0 | 46482.113 | 732.4167 | 45278.363 | 45051.9727
7477 | 2021-11-08 12:00 | 427.3333 |  | 393.9333 | 22.5118 | 1.2121 | 0.2 | 72.6235 | 316.1907 | 16.5908 | 0 |  | 427.3333 | 33.467 | 397.9813 | 0.098879 | 33.467 | 397.9813 | 0.087602 | 33.3905 | 378.487 | 0 | 403.6399 | 403.6454 | 46520.01 | 45.5093 | 46308.49 | 43456.34 | 41911.934 | 0 | 0 | 41724.918 | 733.1159 | 0 | 0 | 0 | 0 | 41724.918 | 733.1159 | 40633.254 | 40430.0859
7478 | 2021-11-08 13:00 | 390.1 |  | 362.5 | 22.5551 | 1.6079 | 0.2 | 61.6822 | 291.3749 | 27.7249 | 0 |  | 390.1 | 27.707 | 366.1432 | 0.090264 | 27.707 | 366.1432 | 0.07997 | 27.5247 | 348.2087 | 0 | 368.2188 | 368.2123 | 42438.074 | 43.1594 | 42148.434 | 39846.73 | 37881.242 | 0 | 0 | 37727.48 | 729.6957 | 0 | 0 | 0 | 0 | 37727.48 | 729.6957 | 36731.953 | 36548.2969
7479 | 2021-11-08 14:00 | 237 |  | 233.7833 | 22.2531 | 2.1225 | 0.2 | 49.1176 | 278.9202 | 40.4099 | 0 |  | 237 | 3.2356 | 232.7319 | 0.054838 | 3.2356 | 232.7319 | 0.048585 | 3.1847 | 221.3305 | 0 | 220.0249 | 220.0282 | 25358.531 | 34.2804 | 24768.482 | 24068.16 | 23120.506 | 0 | 0 | 23067.027 | 754.4355 | 0 | 0 | 0 | 0 | 23067.027 | 754.4355 | 22180.898 | 22069.9941
7480 | 2021-11-08 15:00 | 166.15 |  | 164.9333 | 21.7822 | 2.1275 | 0.2 | 36.1583 | 270.4378 | 53.4497 | 0 |  | 166.15 | 1.2269 | 164.112 | 0.038445 | 1.2269 | 164.112 | 0.03406 | 1.1852 | 156.0721 | 0 | 154.1122 | 154.1121 | 17762.014 | 30.2045 | 17073.867 | 16799.951 | 15993.723 | 0 | 0 | 15968.216 | 758.3257 | 0 | 0 | 0 | 0 | 15968.216 | 758.3257 | 15089.992 | 15014.542
7481 | 2021-11-08 16:00 | 94.2 |  | 92.9667 | 21.0362 | 1.7017 | 0.2 | 23.1755 | 263.3426 | 66.5002 | 0 |  | 94.2 | 1.2488 | 92.4378 | 0.021797 | 1.2488 | 92.4378 | 0.019311 | 1.1546 | 87.9091 | 0 | 87.2824 | 87.2814 | 10059.482 | 25.8995 | 9336.247 | 9309.867 | 8937.467 | 0 | 0 | 8929.391 | 750.6999 | 0 | 0 | 0 | 0 | 8929.391 | 750.6999 | 8069.048 | 8028.7026
7482 | 2021-11-08 17:00 | 9.2667 |  | 9.2667 | 19.8319 | 1.7862 | 0.2 | 10.3724 | 256.533 | 79.37 | 0 |  | 9.2667 | 0 | 9.1857 | 0.0021442 | 0 | 9.1857 | 0.0018996 | 0 | 8.7356 | 0 | 8.5609 | 8.5616 | 986.7611 | 20.3071 | 555.1888 | 558.7539 | 545.6005 | 0 | 0 | 545.5604 | 652.7513 | 0 | 0 | 0 | 1.9577 | 543.6027 | 664.2028 | 448.7778 | 446.53387451171875
7483 | 2021-11-08 18:00 | 0.45 |  | 0.45 | 20.0261 | 2.0562 | 0.2 | -2.0594 | 249.315 | 90 | 0 |  | 0.45 | 0 | 0.49178 | 0.00010412 | 0 | 0.49178 | 0 | 0 | 0.46769 | 0 | 0.45833 | 0.45833 | 52.8252 | 20.0512 | 1.8522 | 1.8431 | 1.8373 | 0 | 0 | 1.8372 | 50.4189 | 0 | 0 | 0 | 1.8372 | 0 | 650 | 0 | 0
7484 | 2021-11-08 19:00 | 0 |  | 0 | 19.7923 | 3.0708 | 0.2
7485 | 2021-11-08 20:00 | 0 |  | 0 | 20.0005 | 2.8308 | 0.2
7486 | 2021-11-08 21:00 | 0 |  | 0 | 19.8879 | 1.9929 | 0.2
7487 | 2021-11-08 22:00 | 0 |  | 0 | 19.7601 | 1.675 | 0.2
7488 | 2021-11-08 23:00 | 0 |  | 0 | 19.6053 | 1.7646 | 0.2
7489 | 2021-11-09 | 0 |  | 0 | 19.5564 | 1.2033 | 0.2
7490 | 2021-11-09 01:00 | 0 |  | 0 | 19.5516 | 1.1242 | 0.2
7491 | 2021-11-09 02:00 | 0 |  | 0 | 19.6418 | 1.3829 | 0.2
7492 | 2021-11-09 03:00 | 0 |  | 0 | 19.6736 | 2.1079 | 0.2
7493 | 2021-11-09 04:00 | 0 |  | 0 | 19.7452 | 2.3983 | 0.2
7494 | 2021-11-09 05:00 | 27.2167 |  | 27.2167 | 20.2284 | 2.6104 | 0.2 | 6.1702 | 105.9611 | 84.4474 | 0 |  | 27.2167 | 0 | 27.0424 | 0.0062976 | 0 | 27.0424 | 0.0055794 | 0 | 25.7175 | 0 | 25.2031 | 25.2031 | 2904.7605 | 21.5759 | 2325.63 | 2349.1968 | 2261.5217 | 0 | 0 | 2260.9456 | 714.4259 | 0 | 0 | 0 | 0 | 2260.9456 | 714.4259 | 1902.7076 | 1893.194091796875
7495 | 2021-11-09 06:00 | 165.2333 |  | 128.0667 | 21.2721 | 2.7767 | 0.2 | 18.8749 | 99.1156 | 71.6912 | 0 |  | 165.2333 | 36.0458 | 127.243 | 0.038233 | 36.0458 | 127.243 | 0.033873 | 32.1037 | 121.005 | 0 | 150.0465 | 150.0972 | 17299.115 | 29.2363 | 16607.115 | 16388.06 | 15625.223 | 0 | 0 | 15601.274 | 759.7636 | 0 | 0 | 0 | 0 | 15601.274 | 759.7636 | 14729.858 | 14656.209
7496 | 2021-11-09 07:00 | 301.15 |  | 214.7167 | 22.3218 | 2.2783 | 0.2 | 31.8236 | 92.2542 | 58.6933 | 0 |  | 301.15 | 85.0883 | 213.8432 | 0.069682 | 85.0883 | 213.8432 | 0.061735 | 81.1469 | 203.3623 | 0 | 278.819 | 278.8638 | 32139.506 | 37.4575 | 31660.88 | 30466.088 | 29319.885 | 0 | 0 | 29232.99 | 750.3679 | 0 | 0 | 0 | 0 | 29232.99 | 750.3679 | 28339.008 | 28197.3125
7497 | 2021-11-09 08:00 | 396 |  | 322.3 | 23.0231 | 2.0888 | 0.2 | 44.8303 | 84.488 | 45.6375 | 0 |  | 396 | 73.0393 | 325.2826 | 0.091629 | 73.0393 | 325.2826 | 0.081179 | 71.4644 | 309.3464 | 0 | 373.1946 | 373.2192 | 43014.89 | 43.4556 | 42736.25 | 40363.484 | 38765.082 | 0 | 0 | 38608.504 | 737.1693 | 0 | 0 | 0 | 0 | 38608.504 | 737.1693 | 37591.637 | 37403.6797
7498 | 2021-11-09 09:00 | 479.05 |  | 409.6833 | 23.8407 | 1.9863 | 0.2 | 57.62 | 73.9805 | 32.794 | 0 |  | 479.05 | 69.0194 | 414.1187 | 0.11085 | 69.0194 | 414.1187 | 0.098204 | 68.3635 | 393.8313 | 0 | 452.9509 | 452.9537 | 52204.992 | 48.7543 | 52102.492 | 48384.53 | 46035.7 | 0 | 0 | 45810.438 | 732.1815 | 0 | 0 | 0 | 0 | 45810.438 | 732.1815 | 44622.36 | 44399.25
7499 | 2021-11-09 10:00 | 696.1834 |  | 451.3167 | 25.3763 | 2.42 | 0.2 | 69.4438 | 55.2501 | 20.8845 | 0 |  | 696.1834 | 244.3248 | 452.0568 | 0.16109 | 244.3248 | 452.0568 | 0.14272 | 243.4651 | 429.9099 | 0 | 659.9075 | 659.912 | 76056.336 | 60.9639 | 76349.19 | 68066.305 | 66091.32 | 0 | 0 | 65578.766 | 694.696 | 0 | 0 | 0 | 0 | 65578.766 | 694.696 | 63905.703 | 63586.1719
7500 | 2021-11-09 11:00 | 537.4667 |  | 461.5333 | 26.0146 | 3.2513 | 0.2 | 76.9578 | 10.8908 | 12.8596 | 0 |  | 537.4667 | 75.9334 | 467.0714 | 0.12436 | 75.9334 | 467.0714 | 0.11018 | 75.8329 | 444.1925 | 0 | 509.6249 | 509.6046 | 58735.383 | 52.4764 | 58754.977 | 53904.016 | 52273.47 | 0 | 0 | 51970.875 | 717.1776 | 0 | 0 | 0 | 0 | 51970.875 | 717.1776 | 50640.957 | 50387.7539
7501 | 2021-11-09 12:00 | 416.1333 |  | 387.5667 | 26.1766 | 4.9142 | 0.2 | 72.8576 | 315.6332 | 16.3592 | 0 |  | 416.1333 | 28.6219 | 391.4562 | 0.096287 | 28.6219 | 391.4562 | 0.085307 | 28.5583 | 372.2815 | 0 | 392.823 | 392.8079 | 45272.703 | 45.0873 | 45037.234 | 42319.066 | 40610.2 | 0 | 0 | 40437.047 | 736.5844 | 0 | 0 | 0 | 0 | 40437.047 | 736.5844 | 39376.16 | 39179.2773
7502 | 2021-11-09 13:00 | 310.5833 |  | 298.4833 | 25.9439 | 5.5862 | 0.2 | 61.8512 | 290.8859 | 27.5623 | 0 |  | 310.5833 | 12.1459 | 297.2551 | 0.071865 | 12.1459 | 297.2551 | 0.063669 | 12.0671 | 282.6927 | 0 | 288.8646 | 288.8546 | 33291.38 | 39.4312 | 32832.85 | 31399.875 | 30034.63 | 0 | 0 | 29943.297 | 748.5634 | 0 | 0 | 0 | 0 | 29943.297 | 748.5634 | 29044.266 | 28899.0449
7503 | 2021-11-09 14:00 | 131.8333 |  | 131.8333 | 25.3063 | 5.2696 | 0.2 | 49.2619 | 278.5418 | 40.2709 | 0 |  | 131.8333 | 0 | 131.1279 | 0.030504 | 0 | 131.1279 | 0.027026 | 0 | 124.7037 | 0 | 122.2096 | 122.2093 | 14085.051 | 31.0953 | 13367.977 | 13113.999 | 12578.137 | 0 | 0 | 12562.057 | 748.8994 | 0 | 0 | 0 | 0 | 12562.057 | 748.8994 | 11771.212 | 11712.3555
7504 | 2021-11-09 15:00 | 198.5167 |  | 195.3833 | 24.8412 | 4.2533 | 0.2 | 36.2966 | 270.1273 | 53.3159 | 0 |  | 198.5167 | 3.1593 | 194.482 | 0.045934 | 3.1593 | 194.482 | 0.040696 | 3.0526 | 184.9546 | 0 | 184.2471 | 184.2484 | 21234.982 | 33.9821 | 20586.877 | 20018.975 | 19240.918 | 0 | 0 | 19203.402 | 752.0837 | 0 | 0 | 0 | 0 | 19203.402 | 752.0837 | 18292.377 | 18200.9141
7505 | 2021-11-09 16:00 | 139.85 |  | 138.3833 | 24.3313 | 4.5829 | 0.2 | 23.3175 | 263.0724 | 66.3622 | 0 |  | 139.85 | 1.4847 | 137.737 | 0.032359 | 1.4847 | 137.737 | 0.028669 | 1.3737 | 130.9897 | 0 | 129.7161 | 129.7184 | 14950.379 | 30.6711 | 14238.465 | 13987.685 | 13540.237 | 0 | 0 | 13521.484 | 749.8568 | 0 | 0 | 0 | 0 | 13521.484 | 749.8568 | 12700.543 | 12637.041
7506 | 2021-11-09 17:00 | 27.55 |  | 27.55 | 23.6895 | 4.8179 | 0.2 | 10.5247 | 256.2871 | 79.2213 | 0 |  | 27.55 | 0 | 27.3475 | 0.0063747 | 0 | 27.3475 | 0.0056477 | 0 | 26.0075 | 0 | 25.4873 | 25.4881 | 2937.6255 | 24.922 | 2356.8206 | 2357.2888 | 2272.605 | 0 | 0 | 2272.0095 | 703.905 | 0 | 0 | 0 | 0 | 2272.0095 | 703.905 | 1912.2527 | 1902.6914
7507 | 2021-11-09 18:00 | 2.5333 |  | 2.5333 | 23.2069 | 3.6533 | 0.2 | -1.8913 | 249.0841 | 90 | 0 |  | 2.5333 | 0 | 2.6827 | 0.00058618 | 0 | 2.6827 | 0 | 0 | 2.5513 | 0 | 2.5003 | 2.5003 | 288.1576 | 23.3344 | 54.6503 | 54.5606 | 54.3892 | 0 | 0 | 54.3869 | 273.942 | 0 | 0 | 0 | 54.3869 | 0 | 650 | 0 | 0
7508 | 2021-11-09 19:00 | 0 |  | 0 | 22.8162 | 4.05 | 0.2
7509 | 2021-11-09 20:00 | 0 |  | 0 | 22.4361 | 3.3567 | 0.2
7510 | 2021-11-09 21:00 | 0 |  | 0 | 22.056 | 2.7654 | 0.2
7511 | 2021-11-09 22:00 | 0 |  | 0 | 21.6759 | 2.5888 | 0.2
7512 | 2021-11-09 23:00 | 0 |  | 0 | 21.2838 | 2.3533 | 0.2
7513 | 2021-11-10 | 0 |  | 0 | 20.8144 | 1.7929 | 0.2
7514 | 2021-11-10 01:00 | 0 |  | 0 | 20.3445 | 1.275 | 0.2
7515 | 2021-11-10 02:00 | 0 |  | 0 | 20.0516 | 1.8183 | 0.2
7516 | 2021-11-10 03:00 | 0 |  | 0 | 19.7993 | 2.5233 | 0.2
7517 | 2021-11-10 04:00 | 0 |  | 0 | 19.6615 | 2.1558 | 0.2
7518 | 2021-11-10 05:00 | 18.25 |  | 18.25 | 20.0771 | 1.4767 | 0.2 | 6.2896 | 106.2197 | 84.3304 | 0 |  | 18.25 | 0 | 18.1887 | 0.0042228 | 0 | 18.1887 | 0.0037412 | 0 | 17.2979 | 0 | 16.952 | 16.9511 | 1953.6279 | 21.0313 | 1431.8384 | 1447.0795 | 1401.9264 | 0 | 0 | 1401.6927 | 697.6329 | 0 | 0 | 0 | 0 | 1401.6927 | 697.6329 | 1168.3846 | 1162.5426025390625
7519 | 2021-11-10 06:00 | 271.4833 |  | 72.6667 | 21.7412 | 1.6629 | 0.2 | 18.9808 | 99.3933 | 71.588 | 0 |  | 271.4833 | 192.8253 | 72.7608 | 0.062817 | 192.8253 | 72.7608 | 0.055654 | 171.9031 | 69.1913 | 0 | 236.2725 | 236.4323 | 27249.443 | 34.9383 | 26692.023 | 25861.521 | 24068.12 | 0 | 0 | 24011.086 | 758.8012 | 0 | 0 | 0 | 0 | 24011.086 | 758.8012 | 23141.643 | 23025.9336
7520 | 2021-11-10 07:00 | 427.8667 |  | 178.2333 | 23.2051 | 1.2896 | 0.2 | 31.9225 | 92.5665 | 58.5977 | 0 |  | 427.8667 | 245.7366 | 178.3106 | 0.099002 | 245.7366 | 178.3106 | 0.087712 | 234.4184 | 169.5693 | 0 | 395.9079 | 396.0491 | 45646.523 | 45.6904 | 45418.36 | 42579.664 | 40729.168 | 0 | 0 | 40555.156 | 733.7862 | 0 | 0 | 0 | 0 | 40555.156 | 733.7862 | 39491.44 | 39293.9844
7521 | 2021-11-10 08:00 | 682.0333 |  | 167.1 | 25.1227 | 1.2508 | 0.2 | 44.9309 | 84.8611 | 45.541 | 0 |  | 682.0333 | 510.2876 | 168.2172 | 0.15781 | 510.2876 | 168.2172 | 0.13982 | 499.3467 | 159.9725 | 0 | 646.1328 | 646.3148 | 74489.2 | 61.8814 | 74759.52 | 66414.71 | 64089.305 | 0 | 0 | 63608.98 | 692.7969 | 0 | 0 | 0 | 0 | 63608.98 | 692.7969 | 62007.02 | 61696.9844
7522 | 2021-11-10 09:00 | 905.05 |  | 162.7833 | 27.0364 | 1.0388 | 0.2 | 57.7377 | 74.4613 | 32.6822 | 0 |  | 905.05 | 738.5071 | 164.1236 | 0.20942 | 738.5071 | 164.1236 | 0.18553 | 731.5432 | 156.0816 | 0 | 869.8724 | 869.8878 | 100255.54 | 76.9903 | 100679.484 | 84653.08 | 82352.36 | 0 | 0 | 81461.14 | 651.9832 | 0 | 0 | 0 | 673.1078 | 80788.03 | 661.2217 | 78522.484 | 78129.8672
7523 | 2021-11-10 10:00 | 853.1 |  | 344.1 | 27.9576 | 1.145 | 0.2 | 69.6137 | 55.8956 | 20.7257 | 0 |  | 853.1 | 507.8433 | 345.8068 | 0.1974 | 507.8433 | 345.8068 | 0.17488 | 506.0849 | 328.8655 | 0 | 818.2513 | 818.2564 | 94305.91 | 74.72 | 94732.47 | 80344.08 | 78223.875 | 0 | 0 | 77424.03 | 655.4071 | 0 | 0 | 0 | 318.5283 | 77105.51 | 662.246 | 74990.48 | 74615.5234
7524 | 2021-11-10 11:00 | 122.3667 |  | 121.5667 | 26.6354 | 2.1538 | 0.2 | 77.231 | 11.2095 | 12.6026 | 0 |  | 122.3667 | 0.79995 | 120.9673 | 0.028314 | 0.79995 | 120.9673 | 0.025085 | 0.79893 | 115.0408 | 0 | 113.5229 | 113.5228 | 13084.077 | 32.832 | 12362.457 | 12059.599 | 11599.117 | 0 | 0 | 11585 | 739.9596 | 0 | 0 | 0 | 0 | 11585 | 739.9596 | 10755.276 | 10701.5
7525 | 2021-11-10 12:00 | 261.1 |  | 255.8667 | 25.6981 | 2.9838 | 0.2 | 73.0887 | 315.08 | 16.1308 | 0 |  | 261.1 | 5.2431 | 254.7594 | 0.060415 | 5.2431 | 254.7594 | 0.053525 | 5.2318 | 242.2785 | 0 | 242.5601 | 242.5586 | 27955.426 | 38.4475 | 27406.137 | 26284.258 | 25178.617 | 0 | 0 | 25112.99 | 743.2398 | 0 | 0 | 0 | 0 | 25112.99 | 743.2398 | 24263.885 | 24142.5664
7526 | 2021-11-10 13:00 | 276.35 |  | 269.25 | 25.216 | 2.9792 | 0.2 | 62.0187 | 290.4039 | 27.4012 | 0 |  | 276.35 | 7.1264 | 268.092 | 0.063944 | 7.1264 | 268.092 | 0.056651 | 7.0807 | 254.9582 | 0 | 256.7981 | 256.7978 | 29596.36 | 38.7167 | 29074.088 | 27862.729 | 26813.047 | 0 | 0 | 26739.668 | 746.2971 | 0 | 0 | 0 | 0 | 26739.668 | 746.2971 | 25869.664 | 25740.3145
7527 | 2021-11-10 14:00 | 641.8833 |  | 278.25 | 25.7012 | 2.2412 | 0.2 | 49.4058 | 278.1701 | 40.1323 | 0 |  | 641.8833 | 365.7049 | 280.8208 | 0.14852 | 365.7049 | 280.8208 | 0.13158 | 360.046 | 267.0707 | 0 | 614.5743 | 614.5371 | 70825.01 | 59.1124 | 71045.25 | 63732.992 | 61748.156 | 0 | 0 | 61302.83 | 697.7962 | 0 | 0 | 0 | 0 | 61302.83 | 697.7962 | 59766.15 | 59467.3164
7528 | 2021-11-10 15:00 | 656.6 |  | 83.3667 | 26.2108 | 2.1146 | 0.2 | 36.435 | 269.8228 | 53.1819 | 0 |  | 656.6 | 577.9114 | 84.9605 | 0.15193 | 577.9114 | 84.9605 | 0.1346 | 558.5477 | 80.801 | 0 | 626.5617 | 626.3821 | 72190.3 | 60.4629 | 72428.3 | 64660.26 | 62423 | 0 | 0 | 61965.254 | 695.1529 | 0 | 0 | 0 | 0 | 61965.254 | 695.1529 | 60414.266 | 60112.1953
7529 | 2021-11-10 16:00 | 405.05 |  | 87.1167 | 26.057 | 1.6292 | 0.2 | 23.4599 | 262.808 | 66.2236 | 0 |  | 405.05 | 321.7737 | 88.8223 | 0.093723 | 321.7737 | 88.8223 | 0.083034 | 297.9318 | 84.475 | 0 | 374.7587 | 374.7978 | 43196.74 | 47.0096 | 42921.926 | 40055.66 | 38358.285 | 0 | 0 | 38200.58 | 731.1542 | 0 | 0 | 0 | 0 | 38200.58 | 731.1542 | 37193.582 | 37007.6133
7530 | 2021-11-10 17:00 | 154 |  | 62.9 | 25.3403 | 1.2517 | 0.2 | 10.6773 | 256.0469 | 79.0722 | 0 |  | 154 | 93.1723 | 63.9319 | 0.035633 | 93.1723 | 63.9319 | 0.03157 | 73.2463 | 60.803 | 0 | 131.3683 | 131.3019 | 15133.281 | 32.8077 | 14425.156 | 14069.658 | 13278.099 | 0 | 0 | 13259.509 | 746.1027 | 0 | 0 | 0 | 0 | 13259.509 | 746.1027 | 12446.358 | 12384.127
7531 | 2021-11-10 18:00 | 4.4833 |  | 4.4833 | 24.4235 | 1.2483 | 0.2 | -1.7229 | 248.859 | 89.9828 | 0 |  | 4.4833 | 0 | 4.6052 | 0.0010374 | 0 | 4.6052 | 0 | 0 | 4.3796 | 0 | 4.292 | 4.292 | 494.6636 | 24.6676 | 159.8178 | 159.765 | 158.7432 | 0 | 0 | 158.7371 | 487.7285 | 0 | 0 | 0 | 47.8934 | 110.8437 | 649.9995 | 91.0617 | 90.6063
7532 | 2021-11-10 19:00 | 0 |  | 0 | 23.7636 | 1.5483 | 0.2
7533 | 2021-11-10 20:00 | 0 |  | 0 | 23.184 | 1.6 | 0.2
7534 | 2021-11-10 21:00 | 0 |  | 0 | 22.7766 | 1.6604 | 0.2
7535 | 2021-11-10 22:00 | 0 |  | 0 | 22.2766 | 2.1804 | 0.2
7536 | 2021-11-10 23:00 | 0 |  | 0 | 21.758 | 3.2054 | 0.2
7537 | 2021-11-11 | 0 |  | 0 | 21.2584 | 3.7113 | 0.2
7538 | 2021-11-11 01:00 | 0 |  | 0 | 20.7936 | 3.6258 | 0.2
7539 | 2021-11-11 02:00 | 0 |  | 0 | 20.5255 | 3.6242 | 0.2
7540 | 2021-11-11 03:00 | 0 |  | 0 | 20.3716 | 3.8346 | 0.2
7541 | 2021-11-11 04:00 | 0 |  | 0 | 20.4127 | 4.2354 | 0.2
7542 | 2021-11-11 05:00 | 50.2667 |  | 39.5833 | 20.8688 | 4.3967 | 0.2 | 6.4036 | 106.4758 | 84.2188 | 0 |  | 50.2667 | 9.6344 | 38.9743 | 0.011631 | 9.6344 | 38.9743 | 0.010305 | 5.6701 | 37.0608 | 0 | 41.8763 | 41.9139 | 4830.751 | 22.9348 | 4182.056 | 4207.5186 | 3884.3564 | 0 | 0 | 3882.7642 | 733.5296 | 0 | 0 | 0 | 0 | 3882.7642 | 733.5296 | 3326.1943 | 3309.5635
7543 | 2021-11-11 06:00 | 125.5167 |  | 111.9167 | 21.4236 | 5.2263 | 0.2 | 19.0812 | 99.6683 | 71.4903 | 0 |  | 125.5167 | 13.1904 | 112.5811 | 0.029043 | 13.1904 | 112.5811 | 0.025731 | 11.7698 | 107.066 | 0 | 116.4591 | 116.4647 | 13422.706 | 26.9515 | 12702.457 | 12624.961 | 12125.095 | 0 | 0 | 12110.452 | 758.1538 | 0 | 0 | 0 | 0 | 12110.452 | 758.1538 | 11302.353 | 11245.8408
7544 | 2021-11-11 07:00 | 42.7 |  | 42.7 | 21.5717 | 6.9842 | 0.2 | 32.0157 | 92.8758 | 58.5077 | 0 |  | 42.7 | 0 | 42.4563 | 0.0098802 | 0 | 42.4563 | 0.0087534 | 0 | 40.3763 | 0 | 39.5688 | 39.5681 | 4560.3667 | 23.3054 | 3915.6875 | 3936.2947 | 3790.718 | 0 | 0 | 3789.168 | 730.4367 | 0 | 0 | 0 | 0 | 3789.168 | 730.4367 | 3242.712 | 3226.4985
7545 | 2021-11-11 08:00 | 303.25 |  | 285.55 | 22.4114 | 8.57 | 0.2 | 45.0253 | 85.2312 | 45.4506 | 0 |  | 303.25 | 17.5393 | 283.9139 | 0.070168 | 17.5393 | 283.9139 | 0.062166 | 17.1652 | 270.0026 | 0 | 281.4244 | 281.4253 | 32435.416 | 33.8836 | 31961.775 | 31106.936 | 30092.05 | 0 | 0 | 30002.074 | 756.6934 | 0 | 0 | 0 | 0 | 30002.074 | 756.6934 | 29102.66 | 28957.1465
7546 | 2021-11-11 09:00 | 417.6 |  | 355.45 | 23.4849 | 8.23 | 0.2 | 57.8483 | 74.94 | 32.5774 | 0 |  | 417.6 | 61.8316 | 358.6209 | 0.096627 | 61.8316 | 358.6209 | 0.085607 | 61.2528 | 341.0521 | 0 | 394.2588 | 394.2632 | 45441.547 | 39.8076 | 45209.34 | 43206.914 | 41199.887 | 0 | 0 | 41026.535 | 749.0888 | 0 | 0 | 0 | 0 | 41026.535 | 749.0888 | 39951.535 | 39751.7773
7547 | 2021-11-11 10:00 | 839 |  | 353.9333 | 25.2738 | 7.7646 | 0.2 | 69.7754 | 56.5468 | 20.5748 | 0 |  | 839 | 483.9357 | 355.6004 | 0.19413 | 483.9357 | 355.6004 | 0.17199 | 482.2856 | 338.1792 | 0 | 804.0555 | 804.0692 | 92669.08 | 59.275 | 93093.51 | 83498.01 | 81084.9 | 0 | 0 | 80319.414 | 695.9682 | 0 | 0 | 0 | 0 | 80319.414 | 695.9682 | 78073.266 | 77682.8984
7548 | 2021-11-11 11:00 | 178.3667 |  | 176.2833 | 25.4265 | 7.6154 | 0.2 | 77.4984 | 11.5528 | 12.3523 | 0 |  | 178.3667 | 2.0831 | 175.4524 | 0.041272 | 2.0831 | 175.4524 | 0.036565 | 2.0805 | 166.8566 | 0 | 165.5584 | 165.5587 | 19080.738 | 32.475 | 18406.592 | 17982.873 | 17251.97 | 0 | 0 | 17222.006 | 752.6808 | 0 | 0 | 0 | 0 | 17222.006 | 752.6808 | 16325.267 | 16243.6396
7549 | 2021-11-11 12:00 | 315.5833 |  | 245.3833 | 25.7219 | 7.2354 | 0.2 | 73.3165 | 314.5319 | 15.9058 | 0 |  | 315.5833 | 70.3263 | 245.9271 | 0.073022 | 70.3263 | 245.9271 | 0.064694 | 70.1783 | 233.881 | 0 | 297.9781 | 297.9667 | 34341.97 | 38.6289 | 33902.14 | 32508.096 | 31060.883 | 0 | 0 | 30961.82 | 746.4271 | 0 | 0 | 0 | 0 | 30961.82 | 746.4271 | 30056.932 | 29906.6465
7550 | 2021-11-11 13:00 | 907.35 |  | 224.7833 | 27.0169 | 7.9483 | 0.2 | 62.1848 | 289.9293 | 27.2415 | 0 |  | 907.35 | 685.0498 | 227.7079 | 0.20995 | 685.0498 | 227.7079 | 0.186 | 680.7156 | 216.5586 | 0 | 879.3287 | 879.3408 | 101345.76 | 63.8916 | 101763.016 | 89790.9 | 86784.38 | 0 | 0 | 85882.05 | 686.4968 | 0 | 0 | 0 | 0 | 85882.05 | 686.4968 | 83400.84 | 82983.8438
7551 | 2021-11-11 14:00 | 821.5333 |  | 111.6167 | 28.0578 | 7.1892 | 0.2 | 49.5493 | 277.8053 | 39.994 | 0 |  | 821.5333 | 713.8918 | 113.2116 | 0.19009 | 713.8918 | 113.2116 | 0.16841 | 702.9406 | 107.6683 | 0 | 794.3967 | 794.3271 | 91546.37 | 62.5381 | 91961.7 | 81524.8 | 78310.09 | 0 | 0 | 77586.54 | 689.9832 | 0 | 0 | 0 | 0 | 77586.54 | 689.9832 | 75452.1 | 75074.8438
7552 | 2021-11-11 15:00 | 555.9334 |  | 149.7833 | 28.4782 | 5.0754 | 0.2 | 36.5736 | 269.5245 | 53.0475 | 0 |  | 555.9334 | 409.4097 | 152.2098 | 0.12864 | 409.4097 | 152.2098 | 0.11397 | 395.7989 | 144.7587 | 0 | 529.7464 | 529.7716 | 61058.035 | 53.7962 | 61118.215 | 55815.37 | 53855.91 | 0 | 0 | 53532.42 | 715.9239 | 0 | 0 | 0 | 0 | 53532.42 | 715.9239 | 52167.227 | 51906.3906
7553 | 2021-11-11 16:00 | 387.8333 |  | 99.4 | 28.4588 | 4.4008 | 0.2 | 23.6027 | 262.5495 | 66.0846 | 0 |  | 387.8333 | 291.8518 | 101.1915 | 0.089739 | 291.8518 | 101.1915 | 0.079505 | 270.4255 | 96.2385 | 0 | 359.3307 | 359.2691 | 41406.832 | 46.1635 | 41098.01 | 38462.426 | 37181.58 | 0 | 0 | 37030.066 | 726.5861 | 0 | 0 | 0 | 0 | 37030.066 | 726.5861 | 36045.234 | 35865.0078
7554 | 2021-11-11 17:00 | 142.9667 |  | 68.2833 | 27.8477 | 4.3558 | 0.2 | 10.8304 | 255.8125 | 78.9226 | 0 |  | 142.9667 | 76.3341 | 69.1297 | 0.03308 | 76.3341 | 69.1297 | 0.029308 | 60.2779 | 65.7462 | 0 | 123.5037 | 123.4435 | 14227.517 | 33.9435 | 13513.107 | 13132.66 | 12501.74 | 0 | 0 | 12485.048 | 741.9216 | 0 | 0 | 0 | 0 | 12485.048 | 741.9216 | 11695.503 | 11637.0254
7555 | 2021-11-11 18:00 | 6.5667 |  | 6.3333 | 26.928 | 3.035 | 0.2 | -1.5543 | 248.64 | 89.9582 | 0 |  | 6.5667 | 0.001955 | 7.0263 | 0.0015194 | 0 | 7.0263 | 0 | 0 | 6.6821 | 0 | 6.5484 | 6.5485 | 754.7318 | 27.2714 | 356.7568 | 356.4202 | 349.6284 | 0 | 0 | 349.6095 | 611.6307 | 0 | 0 | 0 | 16.7294 | 332.8802 | 649.9994 | 274.16 | 272.78924560546875
7556 | 2021-11-11 19:00 | 0 |  | 0 | 25.8607 | 2.3146 | 0.2
7557 | 2021-11-11 20:00 | 0 |  | 0 | 24.774 | 2.3017 | 0.2
7558 | 2021-11-11 21:00 | 0 |  | 0 | 23.7174 | 1.7808 | 0.2
7559 | 2021-11-11 22:00 | 0 |  | 0 | 22.8363 | 1.1638 | 0.2
7560 | 2021-11-11 23:00 | 0 |  | 0 | 21.9178 | 1.4354 | 0.2
7561 | 2021-11-12 | 0 |  | 0 | 20.9719 | 1.5725 | 0.2
7562 | 2021-11-12 01:00 | 0 |  | 0 | 20.0531 | 2.095 | 0.2
7563 | 2021-11-12 02:00 | 0 |  | 0 | 19.5022 | 2.55 | 0.2
7564 | 2021-11-12 03:00 | 0 |  | 0 | 19.1684 | 2.1533 | 0.2
7565 | 2021-11-12 04:00 | 0 |  | 0 | 19.1034 | 1.8533 | 0.2
7566 | 2021-11-12 05:00 | 12.2833 |  | 12.2833 | 19.1953 | 1.4379 | 0.2 | 6.5121 | 106.7292 | 84.1125 | 0 |  | 12.2833 | 0 | 12.2653 | 0.0028422 | 0 | 12.2653 | 0.0025181 | 0 | 11.6647 | 0 | 11.4314 | 11.4306 | 1317.4385 | 19.8399 | 849.0717 | 858.3131 | 834.1902 | 0 | 0 | 834.1008 | 672.9174 | 0 | 0 | 0 | 0 | 834.1008 | 672.9174 | 690.8583 | 687.4039916992188
7567 | 2021-11-12 06:00 | 79.05 |  | 79.05 | 19.559 | 1.7837 | 0.2 | 19.176 | 99.9404 | 71.3982 | 0 |  | 79.05 | 0 | 78.5371 | 0.018291 | 0 | 78.5371 | 0.016205 | 0 | 74.6891 | 0 | 73.1953 | 73.1951 | 8435.839 | 23.6222 | 7721.8438 | 7754.7207 | 7421.783 | 0 | 0 | 7416.221 | 750.9819 | 0 | 0 | 0 | 0 | 7416.221 | 750.9819 | 6597.1724 | 6564.1865
7568 | 2021-11-12 07:00 | 182.1833 |  | 164.1833 | 20.0931 | 2.1483 | 0.2 | 32.103 | 93.1821 | 58.4236 | 0 |  | 182.1833 | 17.7172 | 165.0056 | 0.042155 | 17.7172 | 165.0056 | 0.037347 | 16.9096 | 156.922 | 0 | 170.355 | 170.3583 | 19634.252 | 29.3944 | 18966.395 | 18710.402 | 18040.852 | 0 | 0 | 18008.693 | 759.3873 | 0 | 0 | 0 | 0 | 18008.693 | 759.3873 | 17104.086 | 17018.5645
7569 | 2021-11-12 08:00 | 169.45 |  | 168.7167 | 20.4021 | 2.3087 | 0.2 | 45.1134 | 85.598 | 45.3665 | 0 |  | 169.45 | 0.72663 | 167.7492 | 0.039208 | 0.72663 | 167.7492 | 0.034737 | 0.71121 | 159.5303 | 0 | 157.0367 | 157.0368 | 18099.002 | 28.9138 | 17414.266 | 17204.133 | 16548.932 | 0 | 0 | 16521.523 | 756.9363 | 0 | 0 | 0 | 0 | 16521.523 | 756.9363 | 15634.223 | 15556.0518
7570 | 2021-11-12 09:00 | 209.9833 |  | 209.15 | 20.7511 | 3.1288 | 0.2 | 57.9518 | 75.4163 | 32.4795 | 0 |  | 209.9833 | 0.82902 | 208.0451 | 0.048587 | 0.82902 | 208.0451 | 0.043046 | 0.82132 | 197.852 | 0 | 194.6999 | 194.7013 | 22439.98 | 30.9177 | 21807.82 | 21413.352 | 20556.254 | 0 | 0 | 20514.467 | 759.0535 | 0 | 0 | 0 | 0 | 20514.467 | 759.0535 | 19604.072 | 19506.0508
7571 | 2021-11-12 10:00 | 274.05 |  | 270.3 | 21.1363 | 4.0846 | 0.2 | 69.9289 | 57.203 | 20.4319 | 0 |  | 274.05 | 3.741 | 269.0262 | 0.063411 | 3.741 | 269.0262 | 0.05618 | 3.7285 | 255.8457 | 0 | 254.3827 | 254.3827 | 29318.75 | 33.854 | 28791.84 | 28020.527 | 27159.666 | 0 | 0 | 27085.553 | 755.2772 | 0 | 0 | 0 | 0 | 27085.553 | 755.2772 | 26211.639 | 26080.5801
7572 | 2021-11-12 11:00 | 477.7 |  | 416.65 | 21.6816 | 3.78 | 0.2 | 77.7597 | 11.9216 | 12.1089 | 0 |  | 477.7 | 61.0387 | 421.0208 | 0.11053 | 61.0387 | 421.0208 | 0.097928 | 60.9671 | 400.3972 | 0 | 452.137 | 452.1464 | 52111.46 | 44.6018 | 52007.15 | 48954.93 | 47056.45 | 0 | 0 | 46826.26 | 739.3754 | 0 | 0 | 0 | 0 | 46826.26 | 739.3754 | 45614.508 | 45386.4336
7573 | 2021-11-12 12:00 | 520.9334 |  | 433.2833 | 22.3181 | 3.2992 | 0.2 | 73.5413 | 313.9896 | 15.6841 | 0 |  | 520.9334 | 87.8018 | 438.2656 | 0.12054 | 87.8018 | 438.2656 | 0.10679 | 87.6222 | 416.7983 | 0 | 494.3321 | 494.3277 | 56971.094 | 47.9307 | 56958.4 | 53050.023 | 51465.105 | 0 | 0 | 51180.027 | 728.91 | 0 | 0 | 0 | 0 | 51180.027 | 728.91 | 49868.082 | 49618.7422
7574 | 2021-11-12 13:00 | 245.9833 |  | 243.9667 | 22.3536 | 3.8838 | 0.2 | 62.3496 | 289.4624 | 27.0832 | 0 |  | 245.9833 | 2.0239 | 242.8777 | 0.056917 | 2.0239 | 242.8777 | 0.050426 | 2.0112 | 230.9791 | 0 | 228.3304 | 228.3302 | 26315.732 | 33.8736 | 25740.418 | 25045.848 | 24163.744 | 0 | 0 | 24104.807 | 754.2568 | 0 | 0 | 0 | 0 | 24104.807 | 754.2568 | 23237.246 | 23121.0605
7575 | 2021-11-12 14:00 | 227.2333 |  | 220.4833 | 22.3735 | 3.8912 | 0.2 | 49.6925 | 277.4475 | 39.8559 | 0 |  | 227.2333 | 6.7872 | 219.4611 | 0.052579 | 6.7872 | 219.4611 | 0.046582 | 6.6839 | 208.7097 | 0 | 211.0858 | 211.0861 | 24328.225 | 33.0198 | 23722.854 | 23142.371 | 22121.484 | 0 | 0 | 22072.955 | 758.4503 | 0 | 0 | 0 | 0 | 22072.955 | 758.4503 | 21173.758 | 21067.8887
7576 | 2021-11-12 15:00 | 336.8167 |  | 257.7 | 22.2937 | 3.3975 | 0.2 | 36.7124 | 269.2326 | 52.913 | 0 |  | 336.8167 | 79.7412 | 258.2283 | 0.077935 | 79.7412 | 258.2283 | 0.069047 | 77.1109 | 245.5818 | 0 | 316.2389 | 316.1735 | 36440.938 | 38.6025 | 36039.13 | 34562.125 | 33213.023 | 0 | 0 | 33100.742 | 749.9695 | 0 | 0 | 0 | 0 | 33100.742 | 749.9695 | 32166.305 | 32005.4746
7577 | 2021-11-12 16:00 | 222.0333 |  | 158.9333 | 22.3366 | 4.5029 | 0.2 | 23.7459 | 262.2969 | 65.9451 | 0 |  | 222.0333 | 63.8338 | 159.2507 | 0.051375 | 63.8338 | 159.2507 | 0.045516 | 59.1905 | 151.4518 | 0 | 206.4295 | 206.4179 | 23789.441 | 32.4617 | 23176.406 | 22647.97 | 21850.441 | 0 | 0 | 21801.678 | 753.504 | 0 | 0 | 0 | 0 | 21801.678 | 753.504 | 20899.715 | 20795.2148
7578 | 2021-11-12 17:00 | 156.4 |  | 65.55 | 21.8671 | 5.3571 | 0.2 | 10.9839 | 255.5839 | 78.7725 | 0 |  | 156.4 | 92.8016 | 66.5873 | 0.036189 | 92.8016 | 66.5873 | 0.032062 | 73.6007 | 63.3283 | 0 | 134.1904 | 134.0958 | 15455.061 | 28.1939 | 14748.758 | 14598.642 | 13838.539 | 0 | 0 | 13819.064 | 760.0201 | 0 | 0 | 0 | 0 | 13819.064 | 760.0201 | 12989.663 | 12924.7148
7579 | 2021-11-12 18:00 | 6.2667 |  | 5.8667 | 21.0508 | 5.775 | 0.2 | -1.3856 | 248.427 | 89.9335 | 0 |  | 6.2667 | 0.0053349 | 6.551 | 0.00145 | 0 | 6.551 | 0 | 0 | 6.23 | 0 | 6.1054 | 6.1055 | 703.6765 | 21.3335 | 314.7942 | 314.7484 | 309.4211 | 0 | 0 | 309.4065 | 613.0734 | 0 | 0 | 0 | 11.8154 | 297.591 | 649.9987 | 244.9981 | 243.77313232421875
7580 | 2021-11-12 19:00 | 0 |  | 0 | 19.7225 | 5.6579 | 0.2
7581 | 2021-11-12 20:00 | 0 |  | 0 | 19.8922 | 6.8417 | 0.2
7582 | 2021-11-12 21:00 | 0 |  | 0 | 19.412 | 7.1671 | 0.2
7583 | 2021-11-12 22:00 | 0 |  | 0 | 18.6623 | 6.1542 | 0.2
7584 | 2021-11-12 23:00 | 0 |  | 0 | 17.896 | 6.0213 | 0.2
7585 | 2021-11-13 | 0 |  | 0 | 17.3079 | 4.1117 | 0.2
7586 | 2021-11-13 01:00 | 0 |  | 0 | 16.752 | 3.7104 | 0.2
7587 | 2021-11-13 02:00 | 0 |  | 0 | 16.4077 | 4.1492 | 0.2
7588 | 2021-11-13 03:00 | 0 |  | 0 | 16.1901 | 3.5987 | 0.2
7589 | 2021-11-13 04:00 | 0 |  | 0 | 16.196 | 1.8479 | 0.2
7590 | 2021-11-13 05:00 | 65.3167 |  | 41.4167 | 16.7701 | 1.375 | 0.2 | 6.6151 | 106.9799 | 84.0117 | 0 |  | 65.3167 | 21.6111 | 40.6955 | 0.015113 | 21.6111 | 40.6955 | 0.01339 | 12.8395 | 38.696 | 0 | 50.5049 | 50.458 | 5815.4893 | 19.6237 | 5149.2764 | 5230.33 | 4651.7935 | 0 | 0 | 4649.5146 | 748.4674 | 0 | 0 | 0 | 0 | 4649.5146 | 748.4674 | 4016.2334 | 3996.152099609375
7591 | 2021-11-13 06:00 | 240.4 |  | 104.6 | 17.972 | 1.4888 | 0.2 | 19.2652 | 100.2095 | 71.3116 | 0 |  | 240.4 | 131.7114 | 104.2958 | 0.055625 | 131.7114 | 104.2958 | 0.049282 | 117.7176 | 99.1805 | 0 | 212.5602 | 212.5791 | 24499.873 | 29.9321 | 23899.004 | 23528.51 | 22197.154 | 0 | 0 | 22149.709 | 763.5096 | 0 | 0 | 0 | 0 | 22149.709 | 763.5096 | 21251.354 | 21145.0977
7592 | 2021-11-13 07:00 | 434.5833 |  | 171.95 | 19.464 | 1.0775 | 0.2 | 32.1845 | 93.4849 | 58.3452 | 0 |  | 434.5833 | 258.4937 | 172.0533 | 0.10056 | 258.4937 | 172.0533 | 0.089089 | 246.7648 | 163.6186 | 0 | 402.1757 | 402.2093 | 46354.477 | 42.5205 | 46139.844 | 43705.78 | 42084.56 | 0 | 0 | 41902.402 | 739.7502 | 0 | 0 | 0 | 0 | 41902.402 | 739.7502 | 40806.508 | 40602.4766
7593 | 2021-11-13 08:00 | 611.3667 |  | 255.5333 | 21.009 | 1.0967 | 0.2 | 45.1952 | 85.9613 | 45.2886 | 0 |  | 611.3667 | 352.5618 | 256.0288 | 0.14146 | 352.5618 | 256.0288 | 0.12533 | 345.1139 | 243.4807 | 0 | 576.8228 | 576.8607 | 66485.35 | 54.0485 | 66638.69 | 60820.043 | 58772.008 | 0 | 0 | 58387 | 710.5853 | 0 | 0 | 0 | 0 | 58387 | 710.5853 | 56913.88 | 56629.3086
7594 | 2021-11-13 09:00 | 754.6167 |  | 317.35 | 22.4608 | 1.8054 | 0.2 | 58.0483 | 75.8896 | 32.3886 | 0 |  | 754.6167 | 434.9761 | 318.3784 | 0.17461 | 434.9761 | 318.3784 | 0.15469 | 430.9577 | 302.7777 | 0 | 719.0607 | 719.0839 | 82875.66 | 62.339 | 83240.914 | 73856.586 | 71581.83 | 0 | 0 | 70981.055 | 691.3215 | 0 | 0 | 0 | 0 | 70981.055 | 691.3215 | 69106.35 | 68760.8203
7595 | 2021-11-13 10:00 | 843.7167 |  | 348.2333 | 23.6852 | 2.6925 | 0.2 | 70.0742 | 57.8632 | 20.2971 | 0 |  | 843.7167 | 494.2704 | 349.8989 | 0.19522 | 494.2704 | 349.8989 | 0.17296 | 492.6322 | 332.7569 | 0 | 808.8813 | 808.8845 | 93224.89 | 66.769 | 93650.09 | 81793.6 | 79734.41 | 0 | 0 | 78948.305 | 675.6115 | 0 | 0 | 0 | 0 | 78948.305 | 675.6115 | 76758.516 | 76374.7188
7596 | 2021-11-13 11:00 | 858.1167 |  | 388.5833 | 24.7987 | 3.5079 | 0.2 | 78.0149 | 12.3168 | 11.8726 | 0 |  | 858.1167 | 469.4182 | 390.7794 | 0.19856 | 469.4182 | 390.7794 | 0.17591 | 468.8893 | 371.6381 | 0 | 823.7169 | 823.7081 | 94937.35 | 67.0741 | 95363.336 | 83187.72 | 80079.8 | 0 | 0 | 79295.12 | 678.2264 | 0 | 0 | 0 | 0 | 79295.12 | 678.2264 | 77091.13 | 76705.6797
7597 | 2021-11-13 12:00 | 823.6667 |  | 384.9 | 25.5994 | 3.9312 | 0.2 | 73.763 | 313.4537 | 15.4657 | 0 |  | 823.6667 | 439.4977 | 387.5215 | 0.19058 | 439.4977 | 387.5215 | 0.16885 | 438.6229 | 368.5427 | 0 | 791.0223 | 790.984 | 91163.17 | 65.4208 | 91581.33 | 80374.016 | 77848.05 | 0 | 0 | 77118.3 | 682.2167 | 0 | 0 | 0 | 0 | 77118.3 | 682.2167 | 75002.75 | 74627.7344
7598 | 2021-11-13 13:00 | 737.3166 |  | 388.7167 | 26.0426 | 5.0892 | 0.2 | 62.5129 | 289.0036 | 26.9262 | 0 |  | 737.3166 | 349.8148 | 390.5257 | 0.1706 | 349.8148 | 390.5257 | 0.15115 | 347.6576 | 371.4001 | 0 | 704.6766 | 704.6381 | 81212.11 | 59.6965 | 81561.43 | 73037.3 | 70119.625 | 0 | 0 | 69551.836 | 700.5871 | 0 | 0 | 0 | 0 | 69551.836 | 700.5871 | 67731.43 | 67392.7656
7599 | 2021-11-13 14:00 | 609.6 |  | 338.4 | 26.1307 | 6.4496 | 0.2 | 49.8355 | 277.0971 | 39.7181 | 0 |  | 609.6 | 272.6671 | 340.0682 | 0.14105 | 272.6671 | 340.0682 | 0.12497 | 268.5563 | 323.4149 | 0 | 580.1317 | 580.1311 | 66861.94 | 52.1749 | 67021.375 | 61563.44 | 59344.973 | 0 | 0 | 58956.727 | 718.1572 | 0 | 0 | 0 | 0 | 58956.727 | 718.1572 | 57471.11 | 57183.7539
7600 | 2021-11-13 15:00 | 458.1167 |  | 232.1833 | 25.8071 | 7.6896 | 0.2 | 36.8514 | 268.9472 | 52.7782 | 0 |  | 458.1167 | 227.6874 | 233.4479 | 0.106 | 227.6874 | 233.4479 | 0.093913 | 220.2358 | 222.0163 | 0 | 433.407 | 433.3897 | 49949.496 | 44.1962 | 49803.797 | 46939.08 | 45541.402 | 0 | 0 | 45321.523 | 734.8976 | 0 | 0 | 0 | 0 | 45321.523 | 734.8976 | 44144.883 | 43924.1602
7601 | 2021-11-13 16:00 | 277.9 |  | 172.9167 | 25.0283 | 6.1729 | 0.2 | 23.8894 | 262.0503 | 65.8053 | 0 |  | 277.9 | 106.1815 | 173.8604 | 0.064302 | 106.1815 | 173.8604 | 0.056969 | 98.5288 | 165.3472 | 0 | 258.5985 | 258.673 | 29812.809 | 36.7882 | 29294.574 | 28245.441 | 27300.465 | 0 | 0 | 27224.135 | 750.5471 | 0 | 0 | 0 | 0 | 27224.135 | 750.5471 | 26348.707 | 26216.9629
7602 | 2021-11-13 17:00 | 104.3 |  | 72.9833 | 23.9348 | 5.7258 | 0.2 | 11.1376 | 255.3614 | 78.6221 | 0 |  | 104.3 | 31.9707 | 73.4748 | 0.024134 | 31.9707 | 73.4748 | 0.021381 | 25.4631 | 69.8777 | 0 | 93.4339 | 93.4327 | 10768.338 | 28.2698 | 10044.351 | 9940.289 | 9525.449 | 0 | 0 | 9515.98 | 746.2282 | 0 | 0 | 0 | 0 | 9515.98 | 746.2282 | 8651.1 | 8607.8438
7603 | 2021-11-13 18:00 | 0.93333 |  | 0.93333 | 22.927 | 5.5671 | 0.2 | -1.2168 | 248.2202 | 89.9087 | 0 |  | 0.93333 | 0 | 1.0103 | 0.00021596 | 0 | 1.0103 | 0 | 0 | 0.96082 | 0 | 0.9416 | 0.94161 | 108.522 | 22.971 | 7.7984 | 7.7828 | 7.7591 | 0 | 0 | 7.7588 | 105.3037 | 0 | 0 | 0 | 7.7588 | 0 | 650 | 0 | 0
7604 | 2021-11-13 19:00 | 0 |  | 0 | 22.1481 | 4.7058 | 0.2
7605 | 2021-11-13 20:00 | 0 |  | 0 | 21.4058 | 4.1937 | 0.2
7606 | 2021-11-13 21:00 | 0 |  | 0 | 20.6634 | 3.2067 | 0.2
7607 | 2021-11-13 22:00 | 0 |  | 0 | 19.9211 | 2.8 | 0.2
7608 | 2021-11-13 23:00 | 0 |  | 0 | 19.208 | 3.1088 | 0.2
7609 | 2021-11-14 | 0 |  | 0 | 18.6729 | 3.8133 | 0.2
7610 | 2021-11-14 01:00 | 0 |  | 0 | 18.194 | 5.5062 | 0.2
7611 | 2021-11-14 02:00 | 0 |  | 0 | 18.0109 | 5.1429 | 0.2
7612 | 2021-11-14 03:00 | 0 |  | 0 | 17.9032 | 4.5921 | 0.2
7613 | 2021-11-14 04:00 | 0 |  | 0 | 17.8821 | 3.9204 | 0.2
7614 | 2021-11-14 05:00 | 19.75 |  | 19.75 | 18.0786 | 2.8921 | 0.2 | 6.7127 | 107.2276 | 83.9164 | 0 |  | 19.75 | 0 | 19.6776 | 0.0045699 | 0 | 19.6776 | 0.0040487 | 0 | 18.7139 | 0 | 18.3396 | 18.3393 | 2113.645 | 19.0466 | 1580.7146 | 1606.486 | 1551.9364 | 0 | 0 | 1551.6578 | 704.7127 | 0 | 0 | 0 | 0 | 1551.6578 | 704.7127 | 1295.5553 | 1289.0775146484375
7615 | 2021-11-14 06:00 | 84.2167 |  | 84.1333 | 18.4778 | 2.7775 | 0.2 | 19.3488 | 100.4754 | 71.2306 | 0 |  | 84.2167 | 0.080831 | 83.5777 | 0.019487 | 0.080831 | 83.5777 | 0.017264 | 0.072295 | 79.4826 | 0 | 77.9638 | 77.9655 | 8985.762 | 22.6145 | 8267.626 | 8328.934 | 8062.545 | 0 | 0 | 8055.988 | 756.1793 | 0 | 0 | 0 | 0 | 8055.988 | 756.1793 | 7214.277 | 7178.2056
7616 | 2021-11-14 07:00 | 128.15 |  | 122.9167 | 18.8415 | 2.0704 | 0.2 | 32.2601 | 93.7843 | 58.2726 | 0 |  | 128.15 | 5.1506 | 122.1646 | 0.029652 | 5.1506 | 122.1646 | 0.026271 | 4.9179 | 116.1791 | 0 | 118.675 | 118.6777 | 13677.943 | 25.3441 | 12958.8 | 12944.186 | 12451.506 | 0 | 0 | 12436.173 | 762.0641 | 0 | 0 | 0 | 0 | 12436.173 | 762.0641 | 11644.059 | 11585.8379
7617 | 2021-11-14 08:00 | 159.4 |  | 158.4333 | 19.2724 | 1.1421 | 0.2 | 45.2707 | 86.3207 | 45.2169 | 0 |  | 159.4 | 0.95773 | 157.5246 | 0.036883 | 0.95773 | 157.5246 | 0.032677 | 0.93758 | 149.8066 | 0 | 147.7293 | 147.73 | 17026.33 | 27.7161 | 16330.996 | 16193.84 | 15652.786 | 0 | 0 | 15628.694 | 761.1016 | 0 | 0 | 0 | 0 | 15628.694 | 761.1016 | 14756.748 | 14682.9639
7618 | 2021-11-14 09:00 | 235.9167 |  | 232.3667 | 19.725 | 1.0967 | 0.2 | 58.1376 | 76.3594 | 32.3046 | 0 |  | 235.9167 | 3.5312 | 231.1484 | 0.054588 | 3.5312 | 231.1484 | 0.048362 | 3.4988 | 219.8233 | 0 | 218.8556 | 218.858 | 25223.89 | 32.26 | 24631.803 | 24087.574 | 23130.06 | 0 | 0 | 23076.965 | 757.7382 | 0 | 0 | 0 | 0 | 23076.965 | 757.7382 | 22190.988 | 22080.0332
7619 | 2021-11-14 10:00 | 284.95 |  | 276.0667 | 20.0775 | 1.6242 | 0.2 | 70.2113 | 58.5267 | 20.1704 | 0 |  | 284.95 | 8.8611 | 274.7688 | 0.065933 | 8.8611 | 274.7688 | 0.058414 | 8.8321 | 261.3069 | 0 | 264.7362 | 264.7357 | 30511.81 | 34.8805 | 30005.047 | 29107.775 | 27775.578 | 0 | 0 | 27699.19 | 760.5817 | 0 | 0 | 0 | 0 | 27699.19 | 760.5817 | 26818.803 | 26684.709
7620 | 2021-11-14 11:00 | 317.7667 |  | 308.5333 | 20.3289 | 1.2533 | 0.2 | 78.2637 | 12.7395 | 11.6436 | 0 |  | 317.7667 | 9.2305 | 307.2358 | 0.073527 | 9.2305 | 307.2358 | 0.065142 | 9.2205 | 292.1838 | 0 | 295.3762 | 295.3757 | 34042.51 | 37.1263 | 33597.258 | 32368.29 | 31251.402 | 0 | 0 | 31152.814 | 748.7201 | 0 | 0 | 0 | 0 | 31152.814 | 748.7201 | 30247.01 | 30095.7734
7621 | 2021-11-14 12:00 | 281.7167 |  | 274.5 | 20.6565 | 1.0137 | 0.2 | 73.9815 | 312.9249 | 15.2506 | 0 |  | 281.7167 | 7.2282 | 273.3346 | 0.065185 | 7.2282 | 273.3346 | 0.057751 | 7.2142 | 259.9437 | 0 | 261.8148 | 261.8113 | 30174.924 | 35.7083 | 29662.38 | 28700.605 | 27541.986 | 0 | 0 | 27465.932 | 751.5451 | 0 | 0 | 0 | 0 | 27465.932 | 751.5451 | 26587.936 | 26454.9961
7622 | 2021-11-14 13:00 | 371.9 |  | 347.5333 | 20.7388 | 0.90083 | 0.2 | 62.675 | 288.5532 | 26.7706 | 0 |  | 371.9 | 24.4498 | 350.7715 | 0.086052 | 24.4498 | 350.7715 | 0.076239 | 24.3009 | 333.5897 | 0 | 350.7328 | 350.7254 | 40421.22 | 41.0063 | 40093.34 | 38163.97 | 36857.973 | 0 | 0 | 36717.35 | 740.3817 | 0 | 0 | 0 | 0 | 36717.35 | 740.3817 | 35736.06 | 35557.3789
7623 | 2021-11-14 14:00 | 181.0833 |  | 176.2667 | 20.4173 | 0.8975 | 0.2 | 49.978 | 276.7541 | 39.5806 | 0 |  | 181.0833 | 4.8423 | 175.3855 | 0.0419 | 4.8423 | 175.3855 | 0.037122 | 4.7699 | 166.7931 | 0 | 168.1318 | 168.1299 | 19377.088 | 30.1345 | 18706.275 | 18410.479 | 17711.248 | 0 | 0 | 17680.057 | 757.7743 | 0 | 0 | 0 | 0 | 17680.057 | 757.7743 | 16778.385 | 16694.4941
7624 | 2021-11-14 15:00 | 203.7 |  | 200.25 | 20.4156 | 1.4217 | 0.2 | 36.9905 | 268.6685 | 52.6431 | 0 |  | 203.7 | 3.4763 | 199.3244 | 0.047133 | 3.4763 | 199.3244 | 0.041758 | 3.3635 | 189.5597 | 0 | 189.0647 | 189.061 | 21789.652 | 31.085 | 21148.672 | 20755.113 | 20186.148 | 0 | 0 | 20145.219 | 755.2073 | 0 | 0 | 0 | 0 | 20145.219 | 755.2073 | 19233.834 | 19137.6641
7625 | 2021-11-14 16:00 | 154.2167 |  | 147.0667 | 19.5069 | 1.5267 | 0.2 | 24.0332 | 261.81 | 65.665 | 0 |  | 154.2167 | 7.2301 | 146.3866 | 0.035684 | 7.2301 | 146.3866 | 0.031614 | 6.7138 | 139.2156 | 0 | 143.0108 | 143.0058 | 16481.703 | 27.5388 | 15781.512 | 15657.693 | 15118.091 | 0 | 0 | 15095.352 | 759.4766 | 0 | 0 | 0 | 0 | 15095.352 | 759.4766 | 14234.3545 | 14163.1826
7626 | 2021-11-14 17:00 | 67.0333 |  | 64.6833 | 20.4111 | 1.1887 | 0.2 | 11.2916 | 255.1449 | 78.4714 | 0 |  | 67.0333 | 2.3977 | 64.3571 | 0.015511 | 2.3977 | 64.3571 | 0.013742 | 1.9175 | 61.2044 | 0 | 61.8595 | 61.8628 | 7129.825 | 23.9394 | 6430.2495 | 6451.252 | 6179.338 | 0 | 0 | 6175.345 | 743.1818 | 0 | 0 | 0 | 0 | 6175.345 | 743.1818 | 5421.983 | 5394.873
7627 | 2021-11-14 18:00 | 1.1333 |  | 1.1333 | 20.4185 | 1.1896 | 0.2 | -1.048 | 248.0196 | 89.8645 | 0 |  | 1.1333 | 0 | 1.2222 | 0.00026224 | 0 | 1.2222 | 0 | 0 | 1.1623 | 0 | 1.139 | 1.1391 | 131.2746 | 20.4834 | 11.3984 | 11.347 | 11.3187 | 0 | 0 | 11.3182 | 125.9379 | 0 | 0 | 0 | 11.3182 | 0 | 650 | 0 | 0
7628 | 2021-11-14 19:00 | 0 |  | 0 | 19.8242 | 0.69042 | 0.2
7629 | 2021-11-14 20:00 | 0 |  | 0 | 19.1624 | 0.63625 | 0.2
7630 | 2021-11-14 21:00 | 0 |  | 0 | 18.5007 | 0.84917 | 0.2
7631 | 2021-11-14 22:00 | 0 |  | 0 | 17.8389 | 0.76458 | 0.2
7632 | 2021-11-14 23:00 | 0 |  | 0 | 17.1681 | 0.45167 | 0.2
7633 | 2021-11-15 | 0 |  | 0 | 16.4339 | 0.4 | 0.2
7634 | 2021-11-15 01:00 | 0 |  | 0 | 15.7015 | 0.46042 | 0.2
7635 | 2021-11-15 02:00 | 0 |  | 0 | 15.3062 | 0.87167 | 0.2
7636 | 2021-11-15 03:00 | 0 |  | 0 | 15.0044 | 1.125 | 0.2
7637 | 2021-11-15 04:00 | 0 |  | 0 | 14.9788 | 0.9025 | 0.2
7638 | 2021-11-15 05:00 | 70.4167 |  | 41.3333 | 15.5398 | 0.72333 | 0.2 | 6.8047 | 107.4724 | 83.8266 | 0 |  | 70.4167 | 26.3559 | 40.628 | 0.016293 | 26.3559 | 40.628 | 0.014435 | 15.8948 | 38.6319 | 0 | 53.4362 | 53.5384 | 6170.6934 | 18.6587 | 5500.2505 | 5601.159 | 4908.9917 | 0 | 0 | 4906.4185 | 754.2455 | 0 | 0 | 0 | 0 | 4906.4185 | 754.2455 | 4249.8833 | 4228.6338
7639 | 2021-11-15 06:00 | 256.9667 |  | 96.15 | 16.8021 | 1.27 | 0.2 | 19.4268 | 100.738 | 71.1552 | 0 |  | 256.9667 | 155.9727 | 95.903 | 0.059458 | 155.9727 | 95.903 | 0.052678 | 139.5958 | 91.1992 | 0 | 226.1791 | 226.2887 | 26080.512 | 29.6609 | 25503.936 | 25127.02 | 23639.303 | 0 | 0 | 23585.172 | 766.3942 | 0 | 0 | 0 | 0 | 23585.172 | 766.3942 | 22707.686 | 22594.1465
7640 | 2021-11-15 07:00 | 480.6833 |  | 127 | 18.4136 | 1.8079 | 0.2 | 32.3299 | 94.08 | 58.2058 | 0 |  | 480.6833 | 348.0707 | 127.5997 | 0.11122 | 348.0707 | 127.5997 | 0.098539 | 332.4069 | 121.3436 | 0 | 444.6755 | 444.6304 | 51242.836 | 43.0686 | 51121.71 | 48344.777 | 46420.605 | 0 | 0 | 46195.67 | 738.0357 | 0 | 0 | 0 | 0 | 46195.67 | 738.0357 | 44998.6 | 44773.6094
7641 | 2021-11-15 08:00 | 674.4667 |  | 183.5 | 20.1037 | 2.3467 | 0.2 | 45.34 | 86.676 | 45.1514 | 0 |  | 674.4667 | 486.3962 | 184.5671 | 0.15606 | 486.3962 | 184.5671 | 0.13826 | 476.2036 | 175.5209 | 0 | 638.6901 | 638.67 | 73606.94 | 54.6608 | 73865.836 | 67281.6 | 64783.215 | 0 | 0 | 64320.54 | 713.2078 | 0 | 0 | 0 | 0 | 64320.54 | 713.2078 | 62693.04 | 62379.5742
7642 | 2021-11-15 09:00 | 817.4334 |  | 269.35 | 21.668 | 2.5863 | 0.2 | 58.22 | 76.8254 | 32.2275 | 0 |  | 817.4334 | 545.1499 | 270.6629 | 0.18914 | 545.1499 | 270.6629 | 0.16757 | 540.1701 | 257.4001 | 0 | 781.6188 | 781.7195 | 90093.77 | 63.5067 | 90507.58 | 79973.984 | 77624.32 | 0 | 0 | 76909.05 | 686.2206 | 0 | 0 | 0 | 0 | 76909.05 | 686.2206 | 74801.92 | 74427.9141
7643 | 2021-11-15 10:00 | 912.4167 |  | 321.7833 | 23.0077 | 2.6871 | 0.2 | 70.3399 | 59.1923 | 20.0518 | 0 |  | 912.4167 | 589.1201 | 323.3268 | 0.21112 | 589.1201 | 323.3268 | 0.18704 | 587.2162 | 307.4864 | 0 | 876.8086 | 876.8422 | 101058.45 | 69.7227 | 101477.68 | 87666.23 | 85057.04 | 0 | 0 | 84152.71 | 668.7839 | 0 | 0 | 0 | 0 | 84152.71 | 668.7839 | 81745.695 | 81336.9609
7644 | 2021-11-15 11:00 | 913.4167 |  | 368.25 | 24.017 | 2.6879 | 0.2 | 78.506 | 13.1905 | 11.4221 | 0 |  | 913.4167 | 544.9684 | 370.476 | 0.21135 | 544.9684 | 370.476 | 0.18725 | 544.4006 | 352.3292 | 0 | 878.7952 | 878.7986 | 101282.01 | 70.8344 | 101702.555 | 87511.28 | 84726.83 | 0 | 0 | 83830.41 | 668.7346 | 0 | 0 | 0 | 0.56952 | 83829.836 | 669.1303 | 81436.555 | 81029.3672
7645 | 2021-11-15 12:00 | 906.5333 |  | 346.5333 | 24.8716 | 2.5162 | 0.2 | 74.197 | 312.4039 | 15.0387 | 0 |  | 906.5333 | 560.8608 | 349.183 | 0.20976 | 560.8608 | 349.183 | 0.18584 | 559.804 | 332.0819 | 0 | 874.0482 | 874.0511 | 100738.31 | 71.8013 | 101160.48 | 86733.83 | 84498.05 | 0 | 0 | 83586.695 | 663.0383 | 0 | 0 | 0 | 76.9779 | 83509.71 | 665.9303 | 81130.016 | 80724.3672
7646 | 2021-11-15 13:00 | 836.9833 |  | 300.7 | 25.41 | 1.8671 | 0.2 | 62.8358 | 288.1117 | 26.6161 | 0 |  | 836.9833 | 538.0728 | 303.4826 | 0.19367 | 538.0728 | 303.4826 | 0.17158 | 534.838 | 288.6218 | 0 | 806.9906 | 806.9822 | 93005.88 | 70.0375 | 93428.99 | 80627.945 | 77991.15 | 0 | 0 | 77229.12 | 670.3695 | 0 | 0 | 0 | 0.50148 | 77228.62 | 670.8134 | 75108.625 | 74733.0859
7647 | 2021-11-15 14:00 | 692.95 |  | 256.9667 | 25.5534 | 1.6717 | 0.2 | 50.1203 | 276.4187 | 39.4432 | 0 |  | 692.95 | 438.262 | 259.4791 | 0.16034 | 438.262 | 259.4791 | 0.14205 | 431.7683 | 246.7738 | 0 | 664.9713 | 664.9145 | 76633.37 | 62.6526 | 76931.445 | 68166.06 | 66164.234 | 0 | 0 | 65638.766 | 688.2024 | 0 | 0 | 0 | 0 | 65638.766 | 688.2024 | 63963.51 | 63643.6953
7648 | 2021-11-15 15:00 | 525.3166 |  | 187.7 | 25.2548 | 2.5787 | 0.2 | 37.1298 | 268.3965 | 52.5079 | 0 |  | 525.3166 | 340.1527 | 189.7394 | 0.12155 | 340.1527 | 189.7394 | 0.10769 | 329.1945 | 180.4496 | 0 | 499.4512 | 499.3655 | 57553.293 | 51.9907 | 57550.805 | 52876.41 | 51391.504 | 0 | 0 | 51096.438 | 714.0546 | 0 | 0 | 0 | 0 | 51096.438 | 714.0546 | 49786.395 | 49537.4648
7649 | 2021-11-15 16:00 | 320.3833 |  | 138.9333 | 24.4378 | 3.4104 | 0.2 | 24.1773 | 261.576 | 65.5243 | 0 |  | 320.3833 | 183.4451 | 140.4319 | 0.074132 | 183.4451 | 140.4319 | 0.065678 | 170.4656 | 133.5567 | 0 | 297.9419 | 297.931 | 34337.855 | 39.7966 | 33898.305 | 32377.906 | 30975.797 | 0 | 0 | 30876.998 | 748.1666 | 0 | 0 | 0 | 0 | 30876.998 | 748.1666 | 29972.537 | 29822.6738
7650 | 2021-11-15 17:00 | 130.9167 |  | 61.7 | 23.2773 | 3.4062 | 0.2 | 11.4458 | 254.9345 | 78.3204 | 0 |  | 130.9167 | 70.584 | 62.5159 | 0.030292 | 70.584 | 62.5159 | 0.026838 | 56.6731 | 59.4561 | 0 | 113.8066 | 113.7904 | 13114.801 | 29.1445 | 12394.936 | 12231.925 | 11727.05 | 0 | 0 | 11712.73 | 750.1599 | 0 | 0 | 0 | 0 | 11712.73 | 750.1599 | 10887.791 | 10833.3516
7651 | 2021-11-15 18:00 | 2.1333 |  | 2.1333 | 22.2384 | 4.745 | 0.2 | -0.87936 | 247.8253 | 89.7944 | 0 |  | 2.1333 | 0 | 2.2646 | 0.00049362 | 0 | 2.2646 | 0 | 0 | 2.1536 | 0 | 2.1105 | 2.1106 | 243.245 | 22.3408 | 38.9874 | 38.8837 | 38.7794 | 0 | 0 | 38.7777 | 231.0369 | 0 | 0 | 0 | 38.7777 | 0 | 650 | 0 | 0
7652 | 2021-11-15 19:00 | 0 |  | 0 | 21.395 | 4.3429 | 0.2
7653 | 2021-11-15 20:00 | 0 |  | 0 | 20.581 | 3.8404 | 0.2
7654 | 2021-11-15 21:00 | 0 |  | 0 | 19.7669 | 3.505 | 0.2
7655 | 2021-11-15 22:00 | 0 |  | 0 | 18.9529 | 2.705 | 0.2
7656 | 2021-11-15 23:00 | 0 |  | 0 | 18.1866 | 2.4863 | 0.2
7657 | 2021-11-16 | 0 |  | 0 | 17.7143 | 2.9442 | 0.2
7658 | 2021-11-16 01:00 | 0 |  | 0 | 17.3012 | 3.8771 | 0.2
7659 | 2021-11-16 02:00 | 0 |  | 0 | 17.0505 | 5.0967 | 0.2
7660 | 2021-11-16 03:00 | 0 |  | 0 | 16.8961 | 4.6067 | 0.2
7661 | 2021-11-16 04:00 | 0 |  | 0 | 16.9026 | 3.8429 | 0.2
7662 | 2021-11-16 05:00 | 39 |  | 37.6 | 17.349 | 3.2921 | 0.2 | 6.8911 | 107.7141 | 83.7423 | 0 |  | 39 | 1.2699 | 37.9619 | 0.0090241 | 1.2699 | 37.9619 | 0.0079949 | 0.77084 | 36.1034 | 0 | 36.1368 | 36.1347 | 4164.592 | 19.2218 | 3532.7446 | 3595.296 | 3457.1746 | 0 | 0 | 3455.9104 | 737.1142 | 0 | 0 | 0 | 0 | 3455.9104 | 737.1142 | 2946.7905 | 2932.0566
7663 | 2021-11-16 06:00 | 235.1 |  | 116.95 | 18.7003 | 2.9346 | 0.2 | 19.4991 | 100.9972 | 71.0853 | 0 |  | 235.1 | 114.5893 | 116.5524 | 0.054399 | 114.5893 | 116.5524 | 0.048195 | 102.6206 | 110.8362 | 0 | 209.1876 | 209.3144 | 24123.836 | 29.7269 | 23517.38 | 23170.117 | 21843 | 0 | 0 | 21797.072 | 764.8061 | 0 | 0 | 0 | 0 | 21797.072 | 764.8061 | 20895.064 | 20790.5898
7664 | 2021-11-16 07:00 | 481.5333 |  | 136.05 | 20.3777 | 3.675 | 0.2 | 32.3939 | 94.3718 | 58.1448 | 0 |  | 481.5333 | 339.9816 | 136.631 | 0.11142 | 339.9816 | 136.631 | 0.098713 | 324.7369 | 129.9323 | 0 | 445.5758 | 445.5891 | 51355.598 | 43.0737 | 51236.543 | 48451.87 | 46169.906 | 0 | 0 | 45951.582 | 742.6738 | 0 | 0 | 0 | 0 | 45951.582 | 742.6738 | 44760.21 | 44536.4102
7665 | 2021-11-16 08:00 | 269.85 |  | 258.8833 | 20.8958 | 2.7592 | 0.2 | 45.403 | 87.0268 | 45.092 | 0 |  | 269.85 | 10.8639 | 257.3942 | 0.06244 | 10.8639 | 257.3942 | 0.055319 | 10.6371 | 244.7825 | 0 | 250.3112 | 250.318 | 28848.285 | 34.1881 | 28313.572 | 27525.719 | 26596.393 | 0 | 0 | 26525.842 | 755.4941 | 0 | 0 | 0 | 0 | 26525.842 | 755.4941 | 25658.348 | 25530.0566
7666 | 2021-11-16 09:00 | 309.7333 |  | 298.4667 | 21.1389 | 1.88 | 0.2 | 58.2953 | 77.2869 | 32.1573 | 0 |  | 309.7333 | 11.2057 | 296.9362 | 0.071668 | 11.2057 | 296.9362 | 0.063495 | 11.1039 | 282.3877 | 0 | 287.6217 | 287.6205 | 33149.02 | 37.0355 | 32687.906 | 31501.71 | 30103.195 | 0 | 0 | 30012.49 | 754.0132 | 0 | 0 | 0 | 0 | 30012.49 | 754.0132 | 29113.01 | 28967.4453
7667 | 2021-11-16 10:00 | 108.4333 |  | 108.4333 | 20.8671 | 1.5508 | 0.2 | 70.4603 | 59.8593 | 19.9413 | 0 |  | 108.4333 | 0 | 107.8701 | 0.02509 | 0 | 107.8701 | 0.022229 | 0 | 102.5852 | 0 | 100.5335 | 100.5336 | 11586.87 | 26.5073 | 10861.875 | 10810.451 | 10405.902 | 0 | 0 | 10395.078 | 755.642 | 0 | 0 | 0 | 0 | 10395.078 | 755.642 | 9535.394 | 9487.7168
7668 | 2021-11-16 11:00 | 90.25 |  | 90.1833 | 20.5532 | 1.7079 | 0.2 | 78.7415 | 13.6706 | 11.2083 | 0 |  | 90.25 | 0.066642 | 89.7304 | 0.020883 | 0.066642 | 89.7304 | 0.018501 | 0.066575 | 85.3342 | 0 | 83.6927 | 83.6928 | 9645.786 | 25.2152 | 8924.136 | 8917.667 | 8569.139 | 0 | 0 | 8561.719 | 753.0422 | 0 | 0 | 0 | 0 | 8561.719 | 753.0422 | 7707.488 | 7668.9507
7669 | 2021-11-16 12:00 | 341.7833 |  | 302.15 | 20.8409 | 2.4829 | 0.2 | 74.4094 | 311.8915 | 14.8301 | 0 |  | 341.7833 | 39.6918 | 304.2791 | 0.079084 | 39.6918 | 304.2791 | 0.070065 | 39.619 | 289.3738 | 0 | 322.4129 | 322.3979 | 37157.414 | 38.1774 | 36768.76 | 35310.13 | 33961.816 | 0 | 0 | 33844.758 | 749.932 | 0 | 0 | 0 | 0 | 33844.758 | 749.932 | 32899.79 | 32735.291
7670 | 2021-11-16 13:00 | 428.5333 |  | 395.05 | 21.2681 | 2.675 | 0.2 | 62.9953 | 287.6792 | 26.4629 | 0 |  | 428.5333 | 33.5926 | 399.4022 | 0.099157 | 33.5926 | 399.4022 | 0.087848 | 33.3932 | 379.8389 | 0 | 404.9674 | 404.9633 | 46673.03 | 42.855 | 46464.44 | 43979.53 | 42706.848 | 0 | 0 | 42516.51 | 736.8591 | 0 | 0 | 0 | 0 | 42516.51 | 736.8591 | 41406.02 | 41198.9883
7671 | 2021-11-16 14:00 | 539.7833 |  | 294.7667 | 21.8675 | 2.6129 | 0.2 | 50.2623 | 276.0913 | 39.3061 | 0 |  | 539.7833 | 246.2754 | 296.3022 | 0.1249 | 246.2754 | 296.3022 | 0.11065 | 242.6579 | 281.7919 | 0 | 513.9607 | 514.0339 | 59243.414 | 49.3459 | 59271.84 | 54942.023 | 52520.4 | 0 | 0 | 52224.848 | 728.4491 | 0 | 0 | 0 | 0 | 52224.848 | 728.4491 | 50889.176 | 50634.7305
7672 | 2021-11-16 15:00 | 719.9667 |  | 115.0833 | 22.5254 | 2.6 | 0.2 | 37.2692 | 268.1314 | 52.3724 | 0 |  | 719.9667 | 609.3533 | 117.1919 | 0.16659 | 609.3533 | 117.1919 | 0.14759 | 589.8769 | 111.4548 | 0 | 687.3051 | 687.3721 | 79219.42 | 59.2914 | 79544.484 | 71306.89 | 68740.92 | 0 | 0 | 68188.53 | 699.4776 | 0 | 0 | 0 | 0 | 68188.53 | 699.4776 | 66419.27 | 66087.1797
7673 | 2021-11-16 16:00 | 435.3167 |  | 74.35 | 22.7247 | 2.5396 | 0.2 | 24.3216 | 261.3484 | 65.3834 | 0 |  | 435.3167 | 364.8631 | 75.9629 | 0.10073 | 364.8631 | 75.9629 | 0.089239 | 339.2846 | 72.2447 | 0 | 403.2987 | 403.2449 | 46475.855 | 44.3528 | 46263.566 | 43559.945 | 41459.465 | 0 | 0 | 41278.637 | 738.6571 | 0 | 0 | 0 | 0 | 41278.637 | 738.6571 | 40197.617 | 39996.6289
7674 | 2021-11-16 17:00 | 184.2833 |  | 64.4167 | 22.4222 | 2.1767 | 0.2 | 11.6001 | 254.7304 | 78.1692 | 0 |  | 184.2833 | 122.1707 | 65.4831 | 0.042641 | 122.1707 | 65.4831 | 0.037778 | 98.4736 | 62.2781 | 0 | 157.5367 | 157.6174 | 18165.78 | 31.0168 | 17484.139 | 17152.312 | 16221.166 | 0 | 0 | 16194.392 | 758.2168 | 0 | 0 | 0 | 0 | 16194.392 | 758.2168 | 15312.285 | 15235.7236
7675 | 2021-11-16 18:00 | 9.5833 |  | 8.5333 | 21.7646 | 2.1146 | 0.2 | -0.71088 | 247.6374 | 89.7176 | 0 |  | 9.5833 | 0.05949 | 7.7578 | 0.0022174 | 0 | 7.7578 | 0 | 0 | 7.3778 | 0 | 7.2303 | 7.2304 | 833.3337 | 22.16 | 422.883 | 423.8094 | 413.7897 | 0 | 0 | 413.7653 | 634.2582 | 0 | 0 | 0 | 6.7856 | 406.9797 | 653.4827 | 335.4692 | 333.7918701171875
7676 | 2021-11-16 19:00 | 0 |  | 0 | 20.9394 | 1.605 | 0.2
7677 | 2021-11-16 20:00 | 0 |  | 0 | 20.0934 | 1.0413 | 0.2
7678 | 2021-11-16 21:00 | 0 |  | 0 | 19.2473 | 0.71458 | 0.2
7679 | 2021-11-16 22:00 | 0 |  | 0 | 18.4013 | 0.56208 | 0.2
7680 | 2021-11-16 23:00 | 0 |  | 0 | 17.5738 | 0.73708 | 0.2
7681 | 2021-11-17 | 0 |  | 0 | 16.8571 | 0.62583 | 0.2
7682 | 2021-11-17 01:00 | 0 |  | 0 | 16.1705 | 0.61208 | 0.2
7683 | 2021-11-17 02:00 | 0 |  | 0 | 15.752 | 0.65083 | 0.2
7684 | 2021-11-17 03:00 | 0 |  | 0 | 15.4926 | 0.42667 | 0.2
7685 | 2021-11-17 04:00 | 0 |  | 0 | 15.5072 | 0.37333 | 0.2
7686 | 2021-11-17 05:00 | 75.15 |  | 44.2167 | 16.1732 | 0.71125 | 0.2 | 6.9719 | 107.9526 | 83.6636 | 0 |  | 75.15 | 28.0824 | 43.4788 | 0.017389 | 28.0824 | 43.4788 | 0.015406 | 17.1467 | 41.3428 | 0 | 57.3198 | 57.4192 | 6617.805 | 19.52 | 5939.3306 | 6033.1743 | 5318.8296 | 0 | 0 | 5315.834 | 753.1387 | 0 | 0 | 0 | 0 | 5315.834 | 753.1387 | 4624.7812 | 4601.6572
7687 | 2021-11-17 06:00 | 262.3167 |  | 94.05 | 17.5012 | 0.67417 | 0.2 | 19.5658 | 101.2528 | 71.0211 | 0 |  | 262.3167 | 163.1919 | 94.0887 | 0.060696 | 163.1919 | 94.0887 | 0.053774 | 146.2287 | 89.4736 | 0 | 230.9883 | 231.1777 | 26644.23 | 30.9988 | 26076.629 | 25581.438 | 24069.996 | 0 | 0 | 24012.861 | 760.1866 | 0 | 0 | 0 | 0 | 24012.861 | 760.1866 | 23143.453 | 23027.7344
7688 | 2021-11-17 07:00 | 470.1333 |  | 146.5 | 19.1488 | 0.93625 | 0.2 | 32.452 | 94.6595 | 58.0895 | 0 |  | 470.1333 | 318.4613 | 147.0504 | 0.10878 | 318.4613 | 147.0504 | 0.096376 | 304.228 | 139.8409 | 0 | 435.1876 | 435.3523 | 50176.168 | 44.2661 | 50034.64 | 47125.89 | 45104.383 | 0 | 0 | 44892.484 | 736.3673 | 0 | 0 | 0 | 0 | 44892.484 | 736.3673 | 43725.91 | 43507.2773
7689 | 2021-11-17 08:00 | 656.7333 |  | 213.5833 | 20.8221 | 0.98542 | 0.2 | 45.4599 | 87.3731 | 45.0388 | 0 |  | 656.7333 | 438.9736 | 214.534 | 0.15196 | 438.9736 | 214.534 | 0.13463 | 429.8354 | 204.0192 | 0 | 621.1775 | 621.1001 | 71584.18 | 56.5758 | 71815.195 | 64986.203 | 62347.137 | 0 | 0 | 61910.727 | 708.9864 | 0 | 0 | 0 | 0 | 61910.727 | 708.9864 | 60360.918 | 60059.1133
7690 | 2021-11-17 09:00 | 800.8833 |  | 280.1667 | 22.4083 | 1.4346 | 0.2 | 58.3636 | 77.7436 | 32.094 | 0 |  | 800.8833 | 517.8712 | 281.3934 | 0.18531 | 517.8712 | 281.3934 | 0.16418 | 513.1845 | 267.6047 | 0 | 765.1734 | 765.2527 | 88197.734 | 65.5691 | 88599.79 | 77703.87 | 75139.44 | 0 | 0 | 74462 | 682.7864 | 0 | 0 | 0 | 0 | 74462 | 682.7864 | 72452.234 | 72089.9688
7691 | 2021-11-17 10:00 | 926.6667 |  | 304.45 | 23.8114 | 1.6838 | 0.2 | 70.5723 | 60.5264 | 19.839 | 0 |  | 926.6667 | 620.5529 | 306.0966 | 0.21442 | 620.5529 | 306.0966 | 0.18996 | 618.5914 | 291.1003 | 0 | 891.4979 | 891.5137 | 102748.5 | 73.5266 | 103163.62 | 87883.55 | 85399.52 | 0 | 0 | 84459.45 | 659.892 | 0 | 0 | 0 | 143.9998 | 84315.45 | 664.0791 | 81901.49 | 81491.9844
7692 | 2021-11-17 11:00 | 973.5333 |  | 315.65 | 25.1494 | 2.3813 | 0.2 | 78.97 | 14.1806 | 11.0023 | 0 |  | 973.5333 | 657.568 | 317.706 | 0.22526 | 657.568 | 317.706 | 0.19957 | 656.9332 | 302.1441 | 0 | 939.8957 | 939.8415 | 108320.11 | 75.9224 | 108696.04 | 91751.94 | 88725.875 | 0 | 0 | 87695.65 | 653.1937 | 0 | 0 | 0 | 325.1641 | 87370.484 | 659.9634 | 84824.64 | 84400.5156
7693 | 2021-11-17 12:00 | 955.7167 |  | 323.0167 | 26.1728 | 3.3237 | 0.2 | 74.6187 | 311.3886 | 14.6247 | 0 |  | 955.7167 | 633.5935 | 325.4783 | 0.22114 | 633.5935 | 325.4783 | 0.19592 | 632.463 | 309.5384 | 0 | 923.1613 | 923.0574 | 106386.52 | 73.9458 | 106777.32 | 90809.57 | 87162.27 | 0 | 0 | 86191.55 | 663.6688 | 0 | 0 | 0 | 5.9663 | 86185.58 | 664.452 | 83691.26 | 83272.8047
7694 | 2021-11-17 13:00 | 870.2833 |  | 282.8667 | 26.8235 | 5.4246 | 0.2 | 63.1536 | 287.2562 | 26.3109 | 0 |  | 870.2833 | 589.2926 | 285.7079 | 0.20137 | 589.2926 | 285.7079 | 0.17841 | 585.8384 | 271.7176 | 0 | 840.4049 | 840.3417 | 96851.39 | 66.3507 | 97279.555 | 85088 | 82680.195 | 0 | 0 | 81840.266 | 677.7672 | 0 | 0 | 0 | 0 | 81840.266 | 677.7672 | 79530.88 | 79133.2266
7695 | 2021-11-17 14:00 | 743.7333 |  | 211.8 | 27.0598 | 6.0388 | 0.2 | 50.404 | 275.7718 | 39.1692 | 0 |  | 743.7333 | 534.6197 | 214.6296 | 0.17209 | 534.6197 | 214.6296 | 0.15246 | 526.8346 | 204.1212 | 0 | 716.3367 | 716.1641 | 82542.72 | 59.8177 | 82903.4 | 74203.29 | 72083.51 | 0 | 0 | 71473.84 | 695.469 | 0 | 0 | 0 | 0 | 71473.84 | 695.469 | 69580.266 | 69232.3672
7696 | 2021-11-17 15:00 | 564.3 |  | 148.35 | 26.8375 | 5.5637 | 0.2 | 37.4087 | 267.8734 | 52.2368 | 0 |  | 564.3 | 418.9742 | 150.7465 | 0.13057 | 418.9742 | 150.7465 | 0.11568 | 405.6881 | 143.3667 | 0 | 538.0738 | 537.936 | 61999.29 | 51.9808 | 62076.33 | 57044.457 | 54778.57 | 0 | 0 | 54445.855 | 718.1268 | 0 | 0 | 0 | 0 | 54445.855 | 718.1268 | 53060.152 | 52794.8516
7697 | 2021-11-17 16:00 | 358.35 |  | 99.9833 | 26.0712 | 5.8958 | 0.2 | 24.4662 | 261.1273 | 65.2422 | 0 |  | 358.35 | 261.1051 | 101.768 | 0.082917 | 261.1051 | 101.768 | 0.073461 | 242.9684 | 96.7866 | 0 | 332.9599 | 332.7623 | 38352 | 41.3913 | 37985.816 | 36103.8 | 34438.094 | 0 | 0 | 34315.285 | 745.0505 | 0 | 0 | 0 | 0 | 34315.285 | 745.0505 | 33363.9 | 33197.082
7698 | 2021-11-17 17:00 | 149.6 |  | 64.2833 | 24.8607 | 6.4562 | 0.2 | 11.7545 | 254.5327 | 78.0178 | 0 |  | 149.6 | 86.913 | 65.1082 | 0.034615 | 86.913 | 65.1082 | 0.030668 | 70.3188 | 61.9214 | 0 | 129.5954 | 129.5718 | 14933.701 | 30.676 | 14223.5 | 13969.453 | 13259.084 | 0 | 0 | 13240.863 | 751.461 | 0 | 0 | 0 | 0 | 13240.863 | 751.461 | 12428.28 | 12366.1387
7699 | 2021-11-17 18:00 | 3.35 |  | 3.35 | 23.4895 | 7.1258 | 0.2 | -0.54268 | 247.4559 | 89.6406 | 0 |  | 3.35 | 0 | 3.4867 | 0.00077514 | 0 | 3.4867 | 0 | 0 | 3.3159 | 0 | 3.2496 | 3.2496 | 374.5175 | 23.6309 | 92.0295 | 91.9043 | 91.6018 | 0 | 0 | 91.598 | 358.576 | 0 | 0 | 0 | 79.1862 | 12.4118 | 649.9999 | 10.1853 | 10.134384155273438
7700 | 2021-11-17 19:00 | 0 |  | 0 | 22.4206 | 6.3187 | 0.2
7701 | 2021-11-17 20:00 | 0 |  | 0 | 21.3154 | 5.975 | 0.2
7702 | 2021-11-17 21:00 | 0 |  | 0 | 20.1937 | 6.1854 | 0.2
7703 | 2021-11-17 22:00 | 0 |  | 0 | 19.072 | 6.3742 | 0.2
7704 | 2021-11-17 23:00 | 0 |  | 0 | 17.9844 | 6.4725 | 0.2
7705 | 2021-11-18 | 0 |  | 0 | 17.1002 | 6.8863 | 0.2
7706 | 2021-11-18 01:00 | 0 |  | 0 | 16.2465 | 7.0529 | 0.2
7707 | 2021-11-18 02:00 | 0 |  | 0 | 15.7144 | 9.1092 | 0.2
7708 | 2021-11-18 03:00 | 0 |  | 0 | 15.3869 | 10.0671 | 0.2
7709 | 2021-11-18 04:00 | 0 |  | 0 | 15.418 | 8.3521 | 0.2
7710 | 2021-11-18 05:00 | 73.1 |  | 45.7 | 15.9608 | 6.9979 | 0.2 | 7.0471 | 108.1877 | 83.5905 | 0 |  | 73.1 | 24.8933 | 44.9446 | 0.016914 | 24.8933 | 44.9446 | 0.014985 | 15.2808 | 42.7368 | 0 | 56.8572 | 56.798 | 6546.0493 | 18.4478 | 5866.1294 | 5980.015 | 5333.5464 | 0 | 0 | 5330.6284 | 756.6804 | 0 | 0 | 0 | 0 | 5330.6284 | 756.6804 | 4638.3867 | 4615.1948
7711 | 2021-11-18 06:00 | 258.0667 |  | 101.4333 | 17.1989 | 5.8317 | 0.2 | 19.6268 | 101.5046 | 70.9624 | 0 |  | 258.0667 | 151.9049 | 101.1497 | 0.059713 | 151.9049 | 101.1497 | 0.052903 | 136.1842 | 96.1886 | 0 | 227.7253 | 227.8668 | 26262.654 | 27.7204 | 25688.857 | 25463.145 | 23887.668 | 0 | 0 | 23833.924 | 773.0344 | 0 | 0 | 1.8929 | 0 | 23832.031 | 770.2079 | 22959.104 | 22844.3066
7712 | 2021-11-18 07:00 | 473.7333 |  | 144.5 | 18.7805 | 5.3421 | 0.2 | 32.5043 | 94.943 | 58.0399 | 0 |  | 473.7333 | 323.9528 | 145.0528 | 0.10962 | 323.9528 | 145.0528 | 0.097114 | 309.5163 | 137.9412 | 0 | 438.5084 | 438.7506 | 50565.5 | 39.4957 | 50431.336 | 48232.477 | 45432.508 | 0 | 0 | 45227.883 | 756.9129 | 0 | 0 | 0 | 0 | 45227.883 | 756.9129 | 44053.44 | 43833.1719
7713 | 2021-11-18 08:00 | 662.8 |  | 201.0167 | 20.4096 | 4.6308 | 0.2 | 45.5105 | 87.7143 | 44.9916 | 0 |  | 662.8 | 457.4047 | 202.0154 | 0.15336 | 457.4047 | 202.0154 | 0.13587 | 447.9091 | 192.114 | 0 | 627.2227 | 627.2985 | 72296.5 | 51.001 | 72537.35 | 66888.08 | 64253.438 | 0 | 0 | 63806.477 | 721.8096 | 0 | 0 | 0 | 0 | 63806.477 | 721.8096 | 62197.44 | 61886.457
7714 | 2021-11-18 09:00 | 810.3667 |  | 269.6667 | 21.9266 | 4.0292 | 0.2 | 58.4251 | 78.1949 | 32.0374 | 0 |  | 810.3667 | 537.7154 | 270.954 | 0.18751 | 537.7154 | 270.954 | 0.16612 | 532.8683 | 257.6768 | 0 | 774.7341 | 774.8021 | 89298.49 | 60.76 | 89706.57 | 80027.945 | 76919.71 | 0 | 0 | 76235.664 | 698.4104 | 0 | 0 | 0 | 0 | 76235.664 | 698.4104 | 74155.53 | 73784.75
7715 | 2021-11-18 10:00 | 903.9334 |  | 313.65 | 23.2129 | 3.7725 | 0.2 | 70.6759 | 61.1928 | 19.7447 | 0 |  | 903.9334 | 588.6726 | 315.2228 | 0.20916 | 588.6726 | 315.2228 | 0.1853 | 586.83 | 299.7794 | 0 | 868.8771 | 868.897 | 100144.74 | 67.2739 | 100568.8 | 87672.94 | 84773.87 | 0 | 0 | 83898.53 | 678.1459 | 0 | 0 | 0 | 0 | 83898.53 | 678.1459 | 81502.33 | 81094.8125
7716 | 2021-11-18 11:00 | 919.5666 |  | 369.4833 | 24.2483 | 4.495 | 0.2 | 79.1915 | 14.721 | 10.8043 | 0 |  | 919.5666 | 549.7886 | 371.6738 | 0.21277 | 549.7886 | 371.6738 | 0.18851 | 549.2771 | 353.4681 | 0 | 884.6902 | 884.6472 | 101957.695 | 67.6573 | 102377.25 | 89129.23 | 86668.58 | 0 | 0 | 85741.086 | 673.6315 | 0 | 0 | 0 | 0 | 85741.086 | 673.6315 | 83265.98 | 82849.6406
7717 | 2021-11-18 12:00 | 932.3 |  | 346.8833 | 25.1483 | 4.75 | 0.2 | 74.825 | 310.8958 | 14.4225 | 0 |  | 932.3 | 586.2077 | 349.5043 | 0.21572 | 586.2077 | 349.5043 | 0.19112 | 585.1897 | 332.3873 | 0 | 899.2254 | 899.2076 | 103634.945 | 68.7628 | 104046.11 | 90215.16 | 87615.54 | 0 | 0 | 86660.99 | 671.2562 | 0 | 0 | 0 | 0 | 86660.99 | 671.2562 | 84146.055 | 83725.3203
7718 | 2021-11-18 13:00 | 862.4833 |  | 292.3167 | 25.7185 | 4.6258 | 0.2 | 63.3107 | 286.843 | 26.16 | 0 |  | 862.4833 | 571.9478 | 295.1148 | 0.19957 | 571.9478 | 295.1148 | 0.17681 | 568.6373 | 280.6637 | 0 | 832.3149 | 832.3582 | 95931.3 | 66.3193 | 96357.086 | 84283.414 | 81891.9 | 0 | 0 | 81063.195 | 675.4744 | 0 | 0 | 0 | 0 | 81063.195 | 675.4744 | 78786.22 | 78392.2812
7719 | 2021-11-18 14:00 | 704.6333 |  | 251.1667 | 25.8665 | 4.6967 | 0.2 | 50.5454 | 275.4607 | 39.0325 | 0 |  | 704.6333 | 455.718 | 253.6496 | 0.16304 | 455.718 | 253.6496 | 0.14445 | 449.1392 | 241.2296 | 0 | 676.5614 | 676.3145 | 77948.85 | 58.7497 | 78262.86 | 70310.26 | 67856.9 | 0 | 0 | 67321.41 | 699.5223 | 0 | 0 | 0 | 0 | 67321.41 | 699.5223 | 65584.36 | 65256.4336
7720 | 2021-11-18 15:00 | 538.7 |  | 181.5667 | 25.5839 | 5.2242 | 0.2 | 37.5483 | 267.6225 | 52.101 | 0 |  | 538.7 | 359.6883 | 183.5716 | 0.12465 | 359.6883 | 183.5716 | 0.11043 | 348.3721 | 174.5837 | 0 | 512.4967 | 512.4199 | 59057.74 | 49.9075 | 59082.67 | 54665.336 | 52585.297 | 0 | 0 | 52284.77 | 725.3036 | 0 | 0 | 0 | 0 | 52284.77 | 725.3036 | 50947.742 | 50693.0039
7721 | 2021-11-18 16:00 | 350.2833 |  | 115.8667 | 24.8104 | 4.7808 | 0.2 | 24.6108 | 260.9128 | 65.1008 | 0 |  | 350.2833 | 236.8567 | 117.7201 | 0.081051 | 236.8567 | 117.7201 | 0.071807 | 220.555 | 111.9575 | 0 | 325.8623 | 325.8493 | 37554.797 | 40.593 | 37173.855 | 35420.605 | 34043.355 | 0 | 0 | 33923.215 | 744.1846 | 0 | 0 | 0 | 0 | 33923.215 | 744.1846 | 32977.168 | 32812.2812
7722 | 2021-11-18 17:00 | 140.6333 |  | 70.8833 | 23.6433 | 4.2 | 0.2 | 11.9089 | 254.3413 | 77.8664 | 0 |  | 140.6333 | 71.0208 | 71.7318 | 0.032541 | 71.0208 | 71.7318 | 0.02883 | 57.6714 | 68.2207 | 0 | 123.3742 | 123.3487 | 14215.91 | 29.7777 | 13500.865 | 13297.92 | 12760.739 | 0 | 0 | 12743.797 | 750.6952 | 0 | 0 | 0 | 0 | 12743.797 | 750.6952 | 11946.921 | 11887.1865
7723 | 2021-11-18 18:00 | 3.2 |  | 3.2 | 22.564 | 4.4912 | 0.2 | -0.37482 | 247.2808 | 89.5635 | 0 |  | 3.2 | 0 | 3.3346 | 0.00074044 | 0 | 3.3346 | 0 | 0 | 3.1713 | 0 | 3.1078 | 3.1079 | 358.1841 | 22.7165 | 84.2102 | 84.0176 | 83.7707 | 0 | 0 | 83.7672 | 339.3863 | 0 | 0 | 0 | 77.7623 | 6.0049 | 649.9995 | 4.9274 | 4.902743339538574
7724 | 2021-11-18 19:00 | 0 |  | 0 | 21.8517 | 3.2592 | 0.2
7725 | 2021-11-18 20:00 | 0 |  | 0 | 21.1999 | 2.58 | 0.2
7726 | 2021-11-18 21:00 | 0 |  | 0 | 20.5481 | 2.0267 | 0.2
7727 | 2021-11-18 22:00 | 0 |  | 0 | 19.8964 | 2.2096 | 0.2
7728 | 2021-11-18 23:00 | 0 |  | 0 | 19.3062 | 2.6692 | 0.2
7729 | 2021-11-19 | 0 |  | 0 | 19.0928 | 3.4708 | 0.2
7730 | 2021-11-19 01:00 | 0 |  | 0 | 18.9205 | 3.745 | 0.2
7731 | 2021-11-19 02:00 | 0 |  | 0 | 18.7985 | 4.6208 | 0.2
7732 | 2021-11-19 03:00 | 0 |  | 0 | 18.7092 | 4.4688 | 0.2
7733 | 2021-11-19 04:00 | 0 |  | 0 | 18.7514 | 3.5042 | 0.2
7734 | 2021-11-19 05:00 | 72.6667 |  | 43.55 | 19.4885 | 3.4404 | 0.2 | 7.1167 | 108.4194 | 83.5229 | 0 |  | 72.6667 | 26.4704 | 42.8319 | 0.016814 | 26.4704 | 42.8319 | 0.014897 | 16.3273 | 40.7277 | 0 | 55.914 | 55.8889 | 6441.3438 | 22.3657 | 5764.4316 | 5805.7603 | 5155.3184 | 0 | 0 | 5152.4707 | 745.3776 | 0 | 0 | 0 | 0 | 5152.4707 | 745.3776 | 4474.817 | 4452.4429
7735 | 2021-11-19 06:00 | 276.4833 |  | 83.6333 | 21.0432 | 2.6808 | 0.2 | 19.6822 | 101.7526 | 70.9093 | 0 |  | 276.4833 | 187.0216 | 83.6972 | 0.063974 | 187.0216 | 83.6972 | 0.056679 | 167.7432 | 79.5915 | 0 | 242.388 | 242.4979 | 27948.865 | 33.9662 | 27402.322 | 26633.787 | 24737.922 | 0 | 0 | 24676.314 | 749.1522 | 0 | 0 | 0 | 0 | 24676.314 | 749.1522 | 23821.129 | 23702.0234
7736 | 2021-11-19 07:00 | 474.0333 |  | 148.6 | 22.8421 | 2.3121 | 0.2 | 32.5509 | 95.222 | 57.9961 | 0 |  | 474.0333 | 320.1946 | 149.1365 | 0.10968 | 320.1946 | 149.1365 | 0.097176 | 305.9623 | 141.8247 | 0 | 438.8313 | 438.7999 | 50573.18 | 46.6221 | 50439.19 | 47151.92 | 44939.78 | 0 | 0 | 44726.668 | 730.8344 | 0 | 0 | 0 | 0 | 44726.668 | 730.8344 | 43563.984 | 43346.1641
7737 | 2021-11-19 08:00 | 593.55 |  | 292.4833 | 24.4981 | 2.7683 | 0.2 | 45.5551 | 88.0504 | 44.9504 | 0 |  | 593.55 | 298.1946 | 292.7234 | 0.13734 | 298.1946 | 292.7234 | 0.12168 | 292.019 | 278.3767 | 0 | 558.9878 | 559.0688 | 64434.586 | 54.1734 | 64553.74 | 58889.7 | 56831.902 | 0 | 0 | 56476.547 | 712.5958 | 0 | 0 | 0 | 0 | 56476.547 | 712.5958 | 55045.586 | 54770.3555
7738 | 2021-11-19 09:00 | 661.4833 |  | 332.0833 | 25.9566 | 3.5733 | 0.2 | 58.4796 | 78.6404 | 31.9876 | 0 |  | 661.4833 | 327.5635 | 332.9935 | 0.15306 | 327.5635 | 332.9935 | 0.1356 | 324.621 | 316.6762 | 0 | 628.4713 | 628.5085 | 72436.35 | 58.1179 | 72680.25 | 65431.547 | 63192.01 | 0 | 0 | 62738.043 | 704.735 | 0 | 0 | 0 | 0 | 62738.043 | 704.735 | 61167.11 | 60861.2734
7739 | 2021-11-19 10:00 | 675.1167 |  | 423.9 | 27.1216 | 3.1904 | 0.2 | 70.7712 | 61.8573 | 19.6584 | 0 |  | 675.1167 | 250.5175 | 424.58 | 0.15621 | 250.5175 | 424.58 | 0.1384 | 249.7404 | 403.7786 | 0 | 640.4486 | 640.4672 | 73816.086 | 60.4708 | 74078.99 | 66152.74 | 63903.14 | 0 | 0 | 63427.094 | 696.3581 | 0 | 0 | 0 | 0 | 63427.094 | 696.3581 | 61831.63 | 61522.4727
7740 | 2021-11-19 11:00 | 782.3833 |  | 466.6667 | 28.2961 | 3.1846 | 0.2 | 79.4056 | 15.2925 | 10.6146 | 0 |  | 782.3833 | 315.5299 | 467.9477 | 0.18103 | 315.5299 | 467.9477 | 0.16039 | 315.2468 | 445.0251 | 0 | 745.0664 | 745.0695 | 85872.39 | 67.1023 | 86261.71 | 75249.766 | 73212.73 | 0 | 0 | 72552.78 | 675.8434 | 0 | 0 | 0 | 0 | 72552.78 | 675.8434 | 70617.6 | 70264.5156
7741 | 2021-11-19 12:00 | 958.7667 |  | 321.6 | 29.5627 | 3.8304 | 0.2 | 75.0282 | 310.4139 | 14.2234 | 0 |  | 958.7667 | 637.9894 | 324.0473 | 0.22185 | 637.9894 | 324.0473 | 0.19655 | 636.9111 | 308.1773 | 0 | 926.1866 | 926.1244 | 106742.14 | 76.4021 | 107129.72 | 90262.97 | 86731.79 | 0 | 0 | 85738.25 | 653.971 | 0 | 0 | 0 | 181.4032 | 85556.85 | 660.1479 | 83089.67 | 82674.2266
7742 | 2021-11-19 13:00 | 817.5333 |  | 325.7167 | 30.3307 | 4.84 | 0.2 | 63.4666 | 286.4399 | 26.0102 | 0 |  | 817.5333 | 493.3195 | 328.4264 | 0.18917 | 493.3195 | 328.4264 | 0.16759 | 490.4996 | 312.3434 | 0 | 786.7862 | 786.7418 | 90672.18 | 68.3343 | 91088.52 | 79108.914 | 77092.555 | 0 | 0 | 76349.44 | 672.4102 | 0 | 0 | 0 | 0 | 76349.44 | 672.4102 | 74264.75 | 73893.4297
7743 | 2021-11-19 14:00 | 695.4 |  | 274.2833 | 30.639 | 6.2004 | 0.2 | 50.6866 | 275.158 | 38.896 | 0 |  | 695.4 | 423.1722 | 276.7994 | 0.16091 | 423.1722 | 276.7994 | 0.14256 | 417.116 | 263.2456 | 0 | 666.7545 | 666.7718 | 76846.03 | 60.9141 | 77146.19 | 68780.36 | 66313.914 | 0 | 0 | 65799.08 | 695.4658 | 0 | 0 | 0 | 0 | 65799.08 | 695.4658 | 64117.98 | 63797.3906
7744 | 2021-11-19 15:00 | 501.1667 |  | 237.3833 | 30.4327 | 7.8446 | 0.2 | 37.6879 | 267.379 | 51.9651 | 0 |  | 501.1667 | 265.6405 | 239.4861 | 0.11596 | 265.6405 | 239.4861 | 0.10274 | 257.349 | 227.76 | 0 | 475.4068 | 475.3383 | 54784.855 | 50.4601 | 54731.01 | 50541.656 | 48297.785 | 0 | 0 | 48042.316 | 722.9033 | 0 | 0 | 0 | 0 | 48042.316 | 722.9033 | 46802.363 | 46568.3516
7745 | 2021-11-19 16:00 | 328.5333 |  | 143.4333 | 29.6944 | 10.0417 | 0.2 | 24.7556 | 260.705 | 64.9592 | 0 |  | 328.5333 | 186.9925 | 144.9361 | 0.076018 | 186.9925 | 144.9361 | 0.067349 | 174.2405 | 137.8402 | 0 | 305.8391 | 305.8449 | 35249.305 | 41.3546 | 34826.145 | 33101.973 | 31787.19 | 0 | 0 | 31681.533 | 743.4033 | 0 | 0 | 0 | 0 | 31681.533 | 743.4033 | 30768.455 | 30614.6133
7746 | 2021-11-19 17:00 | 123.8667 |  | 77.35 | 28.4776 | 9.7067 | 0.2 | 12.0632 | 254.1565 | 77.715 | 0 |  | 123.8667 | 47.3422 | 77.8302 | 0.028661 | 47.3422 | 77.8302 | 0.025392 | 38.5804 | 74.0196 | 0 | 110.348 | 110.3252 | 12715.017 | 32.7483 | 11992.919 | 11700.961 | 11187.463 | 0 | 0 | 11174.32 | 741.8184 | 0 | 0 | 0 | 0 | 11174.32 | 741.8184 | 10331.276 | 10279.6201
7747 | 2021-11-19 18:00 | 2.6333 |  | 2.6333 | 27.0948 | 8.7375 | 0.2 | -0.2074 | 247.1124 | 89.4865 | 0 |  | 2.6333 | 0 | 2.7631 | 0.00060932 | 0 | 2.7631 | 0 | 0 | 2.6277 | 0 | 2.5752 | 2.5752 | 296.7957 | 27.1989 | 57.9432 | 58.0701 | 57.9027 | 0 | 0 | 57.9002 | 282.3067 | 0 | 0 | 0 | 57.9002 | 0 | 650 | 0 | 0
7748 | 2021-11-19 19:00 | 0 |  | 0 | 25.9076 | 7.0204 | 0.2
7749 | 2021-11-19 20:00 | 0 |  | 0 | 24.7581 | 6.925 | 0.2
7750 | 2021-11-19 21:00 | 0 |  | 0 | 23.6412 | 6.6421 | 0.2
7751 | 2021-11-19 22:00 | 0 |  | 0 | 22.7139 | 5.8463 | 0.2
7752 | 2021-11-19 23:00 | 0 |  | 0 | 21.7815 | 4.7921 | 0.2
7753 | 2021-11-20 | 0 |  | 0 | 21.0593 | 4.7138 | 0.2
7754 | 2021-11-20 01:00 | 0 |  | 0 | 20.4009 | 4.4975 | 0.2
7755 | 2021-11-20 02:00 | 0 |  | 0 | 20.0087 | 5.125 | 0.2
7756 | 2021-11-20 03:00 | 0 |  | 0 | 19.7731 | 4.3575 | 0.2
7757 | 2021-11-20 04:00 | 0 |  | 0 | 19.7849 | 3.7388 | 0.2
7758 | 2021-11-20 05:00 | 64.15 |  | 48.7833 | 20.2933 | 4.045 | 0.2 | 7.1806 | 108.6475 | 83.4609 | 0 |  | 64.15 | 13.9781 | 48.0518 | 0.014843 | 13.9781 | 48.0518 | 0.013151 | 8.6594 | 45.6928 | 0 | 53.2651 | 53.2854 | 6141.285 | 22.9621 | 5462.6235 | 5494.8457 | 5057.1904 | 0 | 0 | 5054.552 | 742.5933 | 0 | 0 | 0 | 0 | 5054.552 | 742.5933 | 4385.167 | 4363.2412
7759 | 2021-11-20 06:00 | 247.7167 |  | 114.3167 | 21.3849 | 4.7692 | 0.2 | 19.732 | 101.9965 | 70.8618 | 0 |  | 247.7167 | 129.363 | 113.9368 | 0.057318 | 129.363 | 113.9368 | 0.050781 | 116.0752 | 108.3488 | 0 | 219.9355 | 220.0282 | 25359.11 | 32.0477 | 24771.084 | 24229.05 | 22943.758 | 0 | 0 | 22892.25 | 760.1354 | 0 | 0 | 0 | 0 | 22892.25 | 760.1354 | 22003.488 | 21893.4707
7760 | 2021-11-20 07:00 | 460.1 |  | 162.4333 | 22.7702 | 5.2862 | 0.2 | 32.5917 | 95.4963 | 57.958 | 0 |  | 460.1 | 292.8571 | 162.5595 | 0.10646 | 292.8571 | 162.5595 | 0.09432 | 279.8691 | 154.5901 | 0 | 425.7699 | 425.6711 | 49059.83 | 42.919 | 48897.043 | 46266.97 | 44398.5 | 0 | 0 | 44195.555 | 742.402 | 0 | 0 | 0 | 0 | 44195.555 | 742.402 | 43045.363 | 42830.1367
7761 | 2021-11-20 08:00 | 645.9833 |  | 226.7333 | 24.2571 | 5.2958 | 0.2 | 45.5935 | 88.381 | 44.9153 | 0 |  | 645.9833 | 415.2264 | 227.3124 | 0.14947 | 415.2264 | 227.3124 | 0.13243 | 406.6447 | 216.1714 | 0 | 610.3598 | 610.4247 | 70354.77 | 53.1384 | 70567.67 | 64608.082 | 62240.145 | 0 | 0 | 61813.2 | 716.949 | 0 | 0 | 0 | 0 | 61813.2 | 716.949 | 60265.492 | 59964.1641
7762 | 2021-11-20 09:00 | 881.8333 |  | 196.9667 | 26.0153 | 6.2079 | 0.2 | 58.5273 | 79.0796 | 31.9445 | 0 |  | 881.8333 | 681.011 | 198.4704 | 0.20404 | 681.011 | 198.4704 | 0.18077 | 674.9117 | 188.7448 | 0 | 846.3834 | 846.3707 | 97545.23 | 64.4322 | 97972.18 | 86283.42 | 82920.46 | 0 | 0 | 82106.64 | 686.0105 | 0 | 0 | 0 | 0 | 82106.64 | 686.0105 | 79786.1 | 79387.1719
7763 | 2021-11-20 10:00 | 931.0833 |  | 311.45 | 27.3536 | 6.3225 | 0.2 | 70.8582 | 62.5188 | 19.5802 | 0 |  | 931.0833 | 617.8755 | 313.0176 | 0.21544 | 617.8755 | 313.0176 | 0.19087 | 615.9744 | 297.682 | 0 | 895.3834 | 895.3975 | 103196.83 | 67.7845 | 103609.984 | 90160.55 | 87568.266 | 0 | 0 | 86622.164 | 673.574 | 0 | 0 | 0 | 0 | 86622.164 | 673.574 | 84108.914 | 83688.375
7764 | 2021-11-20 11:00 | 493.1333 |  | 416.8167 | 27.5315 | 6.7033 | 0.2 | 79.6122 | 15.8954 | 10.4332 | 0 |  | 493.1333 | 76.2673 | 421.1292 | 0.1141 | 76.2673 | 421.1292 | 0.10109 | 76.2013 | 400.5001 | 0 | 467.1674 | 467.17 | 53842.996 | 48.2638 | 53771.582 | 50021.31 | 48254.617 | 0 | 0 | 48004.56 | 728.0433 | 0 | 0 | 0 | 0 | 48004.56 | 728.0433 | 46765.477 | 46531.6484
7765 | 2021-11-20 12:00 | 364.6667 |  | 348.15 | 27.2008 | 5.4133 | 0.2 | 75.2284 | 309.944 | 14.0276 | 0 |  | 364.6667 | 16.537 | 346.7834 | 0.084379 | 16.537 | 346.7834 | 0.074756 | 16.5098 | 329.7943 | 0 | 339.3781 | 339.3737 | 39113.977 | 43.1722 | 38761.586 | 36638.17 | 35252.78 | 0 | 0 | 35123.66 | 738.5082 | 0 | 0 | 0 | 0 | 35123.66 | 738.5082 | 34161.676 | 33990.8672
7766 | 2021-11-20 13:00 | 341.85 |  | 327.0667 | 26.8247 | 3.9825 | 0.2 | 63.6214 | 286.0473 | 25.8616 | 0 |  | 341.85 | 14.8275 | 325.7521 | 0.079099 | 14.8275 | 325.7521 | 0.070079 | 14.7438 | 309.7937 | 0 | 318.0467 | 318.045 | 36656.12 | 42.7991 | 36258.195 | 34308.387 | 33307.223 | 0 | 0 | 33189.59 | 734.8933 | 0 | 0 | 0 | 0 | 33189.59 | 734.8933 | 32253.871 | 32092.6016
7767 | 2021-11-20 14:00 | 352.75 |  | 326.7 | 26.5097 | 3.5654 | 0.2 | 50.8274 | 274.8639 | 38.7597 | 0 |  | 352.75 | 26.175 | 329.9349 | 0.081621 | 26.175 | 329.9349 | 0.072313 | 25.8037 | 313.7739 | 0 | 332.786 | 332.7957 | 38355.883 | 43.5452 | 37989.414 | 35860.758 | 34480.39 | 0 | 0 | 34356.05 | 738.313 | 0 | 0 | 0 | 0 | 34356.05 | 738.313 | 33404.117 | 33237.0977
7768 | 2021-11-20 15:00 | 303.9667 |  | 267.8667 | 26.0835 | 3.0558 | 0.2 | 37.8275 | 267.1429 | 51.829 | 0 |  | 303.9667 | 36.3502 | 270.5334 | 0.070334 | 36.3502 | 270.5334 | 0.062313 | 35.2245 | 257.2821 | 0 | 286.6565 | 286.6519 | 33036.53 | 41.1012 | 32573.418 | 30984.883 | 30039.643 | 0 | 0 | 29944.604 | 738.6945 | 0 | 0 | 0 | 0 | 29944.604 | 738.6945 | 29045.562 | 28900.3359
7769 | 2021-11-20 16:00 | 115.1833 |  | 114.9 | 25.3333 | 2.28 | 0.2 | 24.9004 | 260.504 | 64.8174 | 0 |  | 115.1833 | 0.28618 | 114.2812 | 0.026652 | 0.28618 | 114.2812 | 0.023612 | 0.26684 | 108.6825 | 0 | 106.7703 | 106.7701 | 12305.566 | 31.128 | 11581.63 | 11359.484 | 10959.507 | 0 | 0 | 10947.025 | 743.8718 | 0 | 0 | 0 | 0 | 10947.025 | 743.8718 | 10097.96 | 10047.4707
7770 | 2021-11-20 17:00 | 23.6667 |  | 23.6667 | 24.4639 | 1.9992 | 0.2 | 12.2173 | 253.9782 | 77.5636 | 0 |  | 23.6667 | 0 | 23.4893 | 0.0054761 | 0 | 23.4893 | 0.0048516 | 0 | 22.3383 | 0 | 21.8915 | 21.8915 | 2523.0476 | 25.6673 | 1964.5781 | 1960.6904 | 1886.2786 | 0 | 0 | 1885.8591 | 697.3333 | 0 | 0 | 0 | 0 | 1885.8591 | 697.3333 | 1580.4652 | 1572.5628662109375
7771 | 2021-11-20 18:00 | 1.0167 |  | 1.0167 | 23.6613 | 2.3354 | 0.2 | -0.040518 | 246.9506 | 89.4094 | 0 |  | 1.0167 | 0 | 1.0889 | 0.00023524 | 0 | 1.0889 | 0 | 0 | 1.0356 | 0 | 1.0149 | 1.015 | 116.9803 | 23.7163 | 9.0636 | 9.0519 | 9.0219 | 0 | 0 | 9.0215 | 112.0166 | 0 | 0 | 0 | 9.0215 | 0 | 650 | 0 | 0
7772 | 2021-11-20 19:00 | 0 |  | 0 | 23.0413 | 2.3275 | 0.2
7773 | 2021-11-20 20:00 | 0 |  | 0 | 22.3797 | 1.8171 | 0.2
7774 | 2021-11-20 21:00 | 0 |  | 0 | 21.7053 | 1.4008 | 0.2
7775 | 2021-11-20 22:00 | 0 |  | 0 | 21.031 | 1.5492 | 0.2
7776 | 2021-11-20 23:00 | 0 |  | 0 | 20.3303 | 1.6458 | 0.2
7777 | 2021-11-21 | 0 |  | 0 | 19.5338 | 2.4579 | 0.2
7778 | 2021-11-21 01:00 | 0 |  | 0 | 19.1533 | 2.6362 | 0.2
7779 | 2021-11-21 02:00 | 0 |  | 0 | 18.9596 | 2.8613 | 0.2
7780 | 2021-11-21 03:00 | 0 |  | 0 | 18.7717 | 2.8396 | 0.2
7781 | 2021-11-21 04:00 | 0 |  | 0 | 18.7062 | 2.6096 | 0.2
7782 | 2021-11-21 05:00 | 15.8667 |  | 15.8667 | 18.856 | 3.3846 | 0.2 | 7.2388 | 108.8719 | 83.4046 | 0 |  | 15.8667 | 0 | 15.8269 | 0.0036713 | 0 | 15.8269 | 0.0032526 | 0 | 15.0519 | 0 | 14.7509 | 14.7505 | 1699.9801 | 19.6173 | 1197.5289 | 1213.748 | 1177.1565 | 0 | 0 | 1176.9884 | 692.8736 | 0 | 0 | 0 | 0 | 1176.9884 | 692.8736 | 978.619 | 973.7258
7783 | 2021-11-21 06:00 | 92.05 |  | 91.3 | 19.4369 | 3.1646 | 0.2 | 19.7761 | 102.2363 | 70.8199 | 0 |  | 92.05 | 0.72727 | 90.6841 | 0.021299 | 0.72727 | 90.6841 | 0.01887 | 0.6528 | 86.2407 | 0 | 85.1556 | 85.1584 | 9814.764 | 23.8764 | 9092.401 | 9123.987 | 8772.599 | 0 | 0 | 8764.922 | 758.1284 | 0 | 0 | 0 | 0 | 8764.922 | 758.1284 | 7907.0024 | 7867.4673
7784 | 2021-11-21 07:00 | 494.6167 |  | 150.6167 | 21.0325 | 2.9188 | 0.2 | 32.6268 | 95.7659 | 57.9255 | 0 |  | 494.6167 | 338.4207 | 151.1386 | 0.11445 | 338.4207 | 151.1386 | 0.1014 | 323.4405 | 143.7287 | 0 | 457.8259 | 458.049 | 52791.395 | 45.1798 | 52699.426 | 49496.38 | 47386.3 | 0 | 0 | 47153.555 | 737.5721 | 0 | 0 | 0 | 0 | 47153.555 | 737.5721 | 45934.19 | 45704.5195
7785 | 2021-11-21 08:00 | 412.5167 |  | 307.05 | 22.0533 | 1.7454 | 0.2 | 45.6259 | 88.7058 | 44.8861 | 0 |  | 412.5167 | 104.4484 | 306.1972 | 0.095451 | 104.4484 | 306.1972 | 0.084565 | 102.2934 | 291.1917 | 0 | 385.6154 | 385.5981 | 44441.07 | 43.4959 | 44189.67 | 41734.812 | 40070.453 | 0 | 0 | 39903.367 | 736.7214 | 0 | 0 | 0 | 0 | 39903.367 | 736.7214 | 38855.29 | 38661.0117
7786 | 2021-11-21 09:00 | 601.05 |  | 410.9667 | 23.0459 | 1.2517 | 0.2 | 58.5683 | 79.512 | 31.908 | 0 |  | 601.05 | 189.0029 | 410.2941 | 0.13907 | 189.0029 | 410.2941 | 0.12321 | 187.3144 | 390.1897 | 0 | 565.954 | 565.9609 | 65227.625 | 55.2332 | 65361 | 59421.535 | 57506.926 | 0 | 0 | 57136.8 | 709.4448 | 0 | 0 | 0 | 0 | 57136.8 | 709.4448 | 55691.22 | 55412.7617
7787 | 2021-11-21 10:00 | 536 |  | 428.85 | 23.6365 | 1.1879 | 0.2 | 70.937 | 63.1762 | 19.5099 | 0 |  | 536 | 106.8404 | 428.7624 | 0.12402 | 106.8404 | 428.7624 | 0.10988 | 106.514 | 407.7558 | 0 | 503.9844 | 503.9869 | 58084.51 | 52.3825 | 58092.418 | 53313.19 | 51882.094 | 0 | 0 | 51584 | 714.9623 | 0 | 0 | 0 | 0 | 51584 | 714.9623 | 50262.867 | 50011.5547
7788 | 2021-11-21 11:00 | 528.5167 |  | 455.5333 | 24.0964 | 1.1612 | 0.2 | 79.811 | 16.53 | 10.2604 | 0 |  | 528.5167 | 72.9322 | 460.7918 | 0.12229 | 72.9322 | 460.7918 | 0.10834 | 72.8712 | 438.2201 | 0 | 500.8694 | 500.8706 | 57727.43 | 52.6993 | 57728.688 | 52921.367 | 51328.812 | 0 | 0 | 51037.418 | 714.8011 | 0 | 0 | 0 | 0 | 51037.418 | 714.8011 | 49728.723 | 49480.0781
7789 | 2021-11-21 12:00 | 393.5167 |  | 367.8167 | 24.2008 | 1.4 | 0.2 | 75.4256 | 309.4868 | 13.8348 | 0 |  | 393.5167 | 25.7302 | 371.1778 | 0.091054 | 25.7302 | 371.1778 | 0.08067 | 25.689 | 352.9959 | 0 | 371.1112 | 371.1041 | 42770.523 | 45.1643 | 42487.18 | 39908.277 | 38581.617 | 0 | 0 | 38424.867 | 733.5613 | 0 | 0 | 0 | 0 | 38424.867 | 733.5613 | 37412.44 | 37225.3789
7790 | 2021-11-21 13:00 | 283.4667 |  | 275.7667 | 23.9495 | 1.1275 | 0.2 | 63.775 | 285.6657 | 25.7139 | 0 |  | 283.4667 | 7.7225 | 274.5769 | 0.06559 | 7.7225 | 274.5769 | 0.05811 | 7.6795 | 261.1253 | 0 | 263.4287 | 263.4296 | 30360.58 | 39.0162 | 29851.166 | 28581.076 | 27741.377 | 0 | 0 | 27661.395 | 742.2916 | 0 | 0 | 0 | 0 | 27661.395 | 742.2916 | 26781.39 | 26647.4824
7791 | 2021-11-21 14:00 | 61.55 |  | 61.55 | 23.3543 | 1.0829 | 0.2 | 50.9679 | 274.5787 | 38.6236 | 0 |  | 61.55 | 0 | 61.1884 | 0.014242 | 0 | 61.1884 | 0.012618 | 0 | 58.1906 | 0 | 57.0267 | 57.0269 | 6572.689 | 26.6225 | 5881.655 | 5851.284 | 5598.6577 | 0 | 0 | 5595.3477 | 735.8999 | 0 | 0 | 0 | 0 | 5595.3477 | 735.8999 | 4882.522 | 4858.1094
7792 | 2021-11-21 15:00 | 225.1167 |  | 219.4333 | 23.0407 | 2.0321 | 0.2 | 37.9671 | 266.9144 | 51.6929 | 0 |  | 225.1167 | 5.7221 | 218.4467 | 0.052089 | 5.7221 | 218.4467 | 0.046148 | 5.5463 | 207.7453 | 0 | 209.0258 | 209.0226 | 24090.44 | 34.5135 | 23481.543 | 22799.148 | 21956.463 | 0 | 0 | 21908.021 | 751.9423 | 0 | 0 | 0 | 0 | 21908.021 | 751.9423 | 21007.102 | 20902.0664
7793 | 2021-11-21 16:00 | 217 |  | 174.3167 | 22.816 | 2.2242 | 0.2 | 25.0452 | 260.31 | 64.6756 | 0 |  | 217 | 43.1046 | 175.7935 | 0.050211 | 43.1046 | 175.7935 | 0.044485 | 40.2185 | 167.1823 | 0 | 203.2528 | 203.2415 | 23424.36 | 33.8744 | 22805.943 | 22187.145 | 21230.004 | 0 | 0 | 21184.762 | 756.3579 | 0 | 0 | 0 | 0 | 21184.762 | 756.3579 | 20277.791 | 20176.4023
7794 | 2021-11-21 17:00 | 160 |  | 87.45 | 22.4821 | 2.3742 | 0.2 | 12.3712 | 253.8066 | 77.4123 | 0 |  | 160 | 73.7732 | 88.3204 | 0.037022 | 73.7732 | 88.3204 | 0.0328 | 60.5303 | 83.9968 | 0 | 141.6366 | 141.6376 | 16324.255 | 30.1363 | 15623.86 | 15373.282 | 14687.807 | 0 | 0 | 14665.813 | 755.87 | 0 | 0 | 0 | 0 | 14665.813 | 755.87 | 13814.6 | 13745.5273
7795 | 2021-11-21 18:00 | 2.6167 |  | 2.6167 | 21.9706 | 2.4 | 0.2 | 0.12575 | 246.7954 | 89.3324 | 0 |  | 2.6167 | 0 | 2.7456 | 0.00060546 | 0 | 2.7456 | 0.00053641 | 0 | 2.611 | 0 | 2.5588 | 2.5588 | 294.9082 | 22.1087 | 57.2101 | 57.0451 | 56.8859 | 0 | 0 | 56.8835 | 279.6277 | 0 | 0 | 0 | 56.8835 | 0 | 650 | 0 | 0
7796 | 2021-11-21 19:00 | 0 |  | 0 | 21.6469 | 2.4 | 0.2
7797 | 2021-11-21 20:00 | 0 |  | 0 | 21.3615 | 2.3638 | 0.2
7798 | 2021-11-21 21:00 | 0 |  | 0 | 21.0761 | 2.1025 | 0.2
7799 | 2021-11-21 22:00 | 0 |  | 0 | 20.7823 | 1.8388 | 0.2
7800 | 2021-11-21 23:00 | 0 |  | 0 | 20.2391 | 1.8 | 0.2
7801 | 2021-11-22 | 0 |  | 0 | 18.9161 | 1.8483 | 0.2
7802 | 2021-11-22 01:00 | 0 |  | 0 | 19.9915 | 2.1725 | 0.2
7803 | 2021-11-22 02:00 | 0 |  | 0 | 20.2675 | 2.2775 | 0.2
7804 | 2021-11-22 03:00 | 0 |  | 0 | 20.3141 | 1.6912 | 0.2
7805 | 2021-11-22 04:00 | 0 |  | 0 | 20.395 | 1.4888 | 0.2
7806 | 2021-11-22 05:00 | 29.3 |  | 29.3 | 20.7031 | 1.35 | 0.2 | 7.2915 | 109.0925 | 83.3538 | 0 |  | 29.3 | 0 | 29.1279 | 0.0067796 | 0 | 29.1279 | 0.0060064 | 0 | 27.7009 | 0 | 27.1469 | 27.1472 | 3128.7803 | 22.2401 | 2538.695 | 2559.6304 | 2470.877 | 0 | 0 | 2470.193 | 717.5763 | 0 | 0 | 0 | 0 | 2470.193 | 717.5763 | 2083.614 | 2073.1958
7807 | 2021-11-22 06:00 | 102.9667 |  | 102.8833 | 21.2501 | 1.4742 | 0.2 | 19.8146 | 102.4718 | 70.7835 | 0 |  | 102.9667 | 0.08081 | 102.1586 | 0.023825 | 0.08081 | 102.1586 | 0.021108 | 0.072557 | 97.1527 | 0 | 95.2808 | 95.2807 | 10981.257 | 26.6143 | 10256.301 | 10204.026 | 9781.075 | 0 | 0 | 9771.454 | 754.4827 | 0 | 0 | 0 | 0 | 9771.454 | 754.4827 | 8906.601 | 8862.0674
7808 | 2021-11-22 07:00 | 248.0833 |  | 233.3667 | 22.0584 | 1.5121 | 0.2 | 32.6562 | 96.0304 | 57.8987 | 0 |  | 248.0833 | 14.4771 | 231.7962 | 0.057403 | 14.4771 | 231.7962 | 0.050857 | 13.8372 | 220.4375 | 0 | 229.5893 | 229.5844 | 26460.066 | 34.9615 | 25887 | 25101.506 | 24013.854 | 0 | 0 | 23956.035 | 754.702 | 0 | 0 | 0 | 0 | 23956.035 | 754.702 | 23085.504 | 22970.0762
7809 | 2021-11-22 08:00 | 255.15 |  | 248.3167 | 22.6267 | 1.5388 | 0.2 | 45.6524 | 89.0246 | 44.8628 | 0 |  | 255.15 | 6.767 | 246.8821 | 0.059038 | 6.767 | 246.8821 | 0.052305 | 6.6275 | 234.7855 | 0 | 236.5847 | 236.5866 | 27267.158 | 35.9072 | 26706.824 | 25820.576 | 24806.18 | 0 | 0 | 24744.514 | 753.946 | 0 | 0 | 0 | 0 | 24744.514 | 753.946 | 23890.906 | 23771.4531
7810 | 2021-11-22 09:00 | 324.8 |  | 312.1167 | 23.1793 | 1.3 | 0.2 | 58.6027 | 79.9372 | 31.8779 | 0 |  | 324.8 | 12.6106 | 310.5136 | 0.075154 | 12.6106 | 310.5136 | 0.066583 | 12.4981 | 295.2997 | 0 | 301.6419 | 301.6477 | 34765.836 | 40.2969 | 34333.53 | 32747.627 | 31758.18 | 0 | 0 | 31652.445 | 739.6264 | 0 | 0 | 0 | 0 | 31652.445 | 739.6264 | 30739.824 | 30586.125
7811 | 2021-11-22 10:00 | 439.3333 |  | 400.45 | 23.7352 | 1.5846 | 0.2 | 71.0075 | 63.8284 | 19.4475 | 0 |  | 439.3333 | 38.7689 | 404.312 | 0.10166 | 38.7689 | 404.312 | 0.090062 | 38.6513 | 384.5056 | 0 | 414.6938 | 414.6886 | 47794.152 | 46.9648 | 47607.117 | 44463.62 | 42917.117 | 0 | 0 | 42720.31 | 730.8238 | 0 | 0 | 0 | 0 | 42720.31 | 730.8238 | 41604.98 | 41396.957
7812 | 2021-11-22 11:00 | 355.6333 |  | 340.7667 | 24.0142 | 1.8613 | 0.2 | 80.002 | 17.1964 | 10.0962 | 0 |  | 355.6333 | 14.8555 | 339.3675 | 0.082289 | 14.8555 | 339.3675 | 0.072904 | 14.8434 | 322.7412 | 0 | 330.8329 | 330.8327 | 38129.492 | 42.3147 | 37758.73 | 35787.453 | 34670.305 | 0 | 0 | 34544.78 | 736.7739 | 0 | 0 | 0 | 0 | 34544.78 | 736.7739 | 33590.33 | 33422.3789
7813 | 2021-11-22 12:00 | 272.3333 |  | 265.8833 | 24.0286 | 1.9846 | 0.2 | 75.6198 | 309.0431 | 13.6452 | 0 |  | 272.3333 | 6.4572 | 264.7407 | 0.063014 | 6.4572 | 264.7407 | 0.055828 | 6.4471 | 251.7707 | 0 | 253.0535 | 253.0519 | 29164.816 | 37.9482 | 28635.344 | 27509.367 | 26444.268 | 0 | 0 | 26372.969 | 747.4987 | 0 | 0 | 0 | 0 | 26372.969 | 747.4987 | 25507.312 | 25379.7754
7814 | 2021-11-22 13:00 | 164.6167 |  | 163.8667 | 23.9577 | 2.4854 | 0.2 | 63.9275 | 285.2952 | 25.5673 | 0 |  | 164.6167 | 0.75214 | 163.0565 | 0.03809 | 0.75214 | 163.0565 | 0.033746 | 0.748 | 155.068 | 0 | 152.6997 | 152.6997 | 17599.229 | 32.168 | 16909.479 | 16534.768 | 15774.035 | 0 | 0 | 15748.992 | 755.0656 | 0 | 0 | 0 | 0 | 15748.992 | 755.0656 | 14874.76 | 14800.3857
7815 | 2021-11-22 14:00 | 141.8833 |  | 141.45 | 23.2681 | 2.4863 | 0.2 | 51.1081 | 274.3025 | 38.4877 | 0 |  | 141.8833 | 0.43534 | 140.7035 | 0.03283 | 0.43534 | 140.7035 | 0.029086 | 0.42927 | 133.8101 | 0 | 131.5546 | 131.5544 | 15161.851 | 30.3411 | 14451.358 | 14211.588 | 13713.949 | 0 | 0 | 13694.933 | 750.3195 | 0 | 0 | 0 | 0 | 13694.933 | 750.3195 | 12869.01 | 12804.665
7816 | 2021-11-22 15:00 | 97.5 |  | 97.5 | 22.6578 | 2.8838 | 0.2 | 38.1067 | 266.6936 | 51.5567 | 0 |  | 97.5 | 0 | 96.9327 | 0.02256 | 0 | 96.9327 | 0.019987 | 0 | 92.1837 | 0 | 90.34 | 90.3403 | 10412.122 | 27.4279 | 9687.971 | 9614.057 | 9228.841 | 0 | 0 | 9220.144 | 746.5829 | 0 | 0 | 0 | 0 | 9220.144 | 746.5829 | 8356.751 | 8314.9668
7817 | 2021-11-22 16:00 | 48.8 |  | 48.7 | 22.7382 | 3.2483 | 0.2 | 25.1899 | 260.1229 | 64.5337 | 0 |  | 48.8 | 0.10097 | 48.377 | 0.011292 | 0.10097 | 48.377 | 0.010004 | 0.094271 | 46.0067 | 0 | 45.1789 | 45.1792 | 5206.9087 | 25.0845 | 4544.162 | 4542.819 | 4389.8105 | 0 | 0 | 4387.738 | 728.0978 | 0 | 0 | 0 | 0 | 4387.738 | 728.0978 | 3779.4158 | 3760.5186
7818 | 2021-11-22 17:00 | 17.6 |  | 17.6 | 22.7883 | 3.2275 | 0.2 | 12.5249 | 253.6417 | 77.2613 | 0 |  | 17.6 | 0 | 17.4634 | 0.0040724 | 0 | 17.4634 | 0.003608 | 0 | 16.6076 | 0 | 16.2755 | 16.2761 | 1875.8341 | 23.6344 | 1359.7513 | 1364.6311 | 1321.2139 | 0 | 0 | 1321.0004 | 684.7685 | 0 | 0 | 0 | 0 | 1321.0004 | 684.7685 | 1100.1306 | 1094.6299
7819 | 2021-11-22 18:00 | 1.3 |  | 1.3 | 22.7499 | 2.85 | 0.2 | 0.2913 | 246.647 | 89.2556 | 0 |  | 1.3 | 0 | 1.3861 | 0.0003008 | 0 | 1.3861 | 0.0002665 | 0 | 1.3182 | 0 | 1.2918 | 1.2919 | 148.8898 | 22.8182 | 14.6568 | 14.6248 | 14.5856 | 0 | 0 | 14.585 | 141.9969 | 0 | 0 | 0 | 14.585 | 0 | 650 | 0 | 0
7820 | 2021-11-22 19:00 | 0 |  | 0 | 22.3714 | 3.3071 | 0.2
7821 | 2021-11-22 20:00 | 0 |  | 0 | 21.9622 | 3.8613 | 0.2
7822 | 2021-11-22 21:00 | 0 |  | 0 | 21.5333 | 3.6758 | 0.2
7823 | 2021-11-22 22:00 | 0 |  | 0 | 21.1001 | 3.7742 | 0.2
7824 | 2021-11-22 23:00 | 0 |  | 0 | 20.6336 | 3.8242 | 0.2
7825 | 2021-11-23 | 0 |  | 0 | 19.959 | 3.8896 | 0.2
7826 | 2021-11-23 01:00 | 0 |  | 0 | 19.286 | 3.5475 | 0.2
7827 | 2021-11-23 02:00 | 0 |  | 0 | 18.8924 | 4.3354 | 0.2
7828 | 2021-11-23 03:00 | 0 |  | 0 | 18.662 | 3.7704 | 0.2
7829 | 2021-11-23 04:00 | 0 |  | 0 | 18.6917 | 2.9508 | 0.2
7830 | 2021-11-23 05:00 | 61.2833 |  | 50.1 | 19.2464 | 3.4233 | 0.2 | 7.3384 | 109.3093 | 83.3087 | 0 |  | 61.2833 | 10.1857 | 49.4263 | 0.01418 | 10.1857 | 49.4263 | 0.012563 | 6.3759 | 47.0012 | 0 | 52.3095 | 52.3357 | 6031.7817 | 21.9428 | 5353.142 | 5402.4663 | 5042.0566 | 0 | 0 | 5039.4307 | 741.4434 | 0 | 0 | 0 | 0 | 5039.4307 | 741.4434 | 4371.3394 | 4349.4824
7831 | 2021-11-23 06:00 | 223.95 |  | 142.7333 | 20.3569 | 3.2492 | 0.2 | 19.8475 | 102.7028 | 70.7527 | 0 |  | 223.95 | 78.7462 | 141.9064 | 0.051819 | 78.7462 | 141.9064 | 0.045909 | 70.7229 | 134.948 | 0 | 201.5574 | 201.4691 | 23219.637 | 30.8194 | 22599.244 | 22193.615 | 21000.219 | 0 | 0 | 20956.42 | 758.0822 | 0 | 0 | 0 | 0 | 20956.42 | 758.0822 | 20048.047 | 19947.8066
7832 | 2021-11-23 07:00 | 388.85 |  | 240.1167 | 21.6794 | 3.7338 | 0.2 | 32.6799 | 96.2897 | 57.8774 | 0 |  | 388.85 | 146.3024 | 239.3625 | 0.089974 | 146.3024 | 239.3625 | 0.079713 | 139.8445 | 227.6291 | 0 | 360.1241 | 360.1457 | 41506.54 | 39.9743 | 41199.332 | 39344.605 | 37958.945 | 0 | 0 | 37812.96 | 746.9243 | 0 | 0 | 0 | 0 | 37812.96 | 746.9243 | 36815.363 | 36631.2852
7833 | 2021-11-23 08:00 | 555.4667 |  | 323.1833 | 23.0525 | 4.0708 | 0.2 | 45.6729 | 89.3371 | 44.8453 | 0 |  | 555.4667 | 230.014 | 322.7336 | 0.12853 | 230.014 | 322.7336 | 0.11387 | 225.2794 | 306.9167 | 0 | 521.5521 | 521.6352 | 60121.684 | 49.1475 | 60165.914 | 55810.414 | 53544.88 | 0 | 0 | 53240.547 | 728.1958 | 0 | 0 | 0 | 0 | 53240.547 | 728.1958 | 51881.926 | 51622.5195
7834 | 2021-11-23 09:00 | 642.95 |  | 424.95 | 24.3059 | 4.7692 | 0.2 | 58.6304 | 80.3546 | 31.8544 | 0 |  | 642.95 | 216.7375 | 424.8405 | 0.14877 | 216.7375 | 424.8405 | 0.1318 | 214.8084 | 404.0226 | 0 | 606.4544 | 606.4877 | 69899.88 | 53.6968 | 70107.25 | 64075.133 | 61755.098 | 0 | 0 | 61333.66 | 715.4231 | 0 | 0 | 0 | 0 | 61333.66 | 715.4231 | 59796.312 | 59497.332
7835 | 2021-11-23 10:00 | 776.35 |  | 415.9 | 25.6613 | 5.25 | 0.2 | 71.07 | 64.4743 | 19.3929 | 0 |  | 776.35 | 359.3711 | 416.5518 | 0.17964 | 359.3711 | 416.5518 | 0.15915 | 358.2866 | 396.1434 | 0 | 739.3414 | 739.3374 | 85207.6 | 60.715 | 85592.445 | 76383.13 | 74291.69 | 0 | 0 | 73637.516 | 691.9811 | 0 | 0 | 0 | 0 | 73637.516 | 691.9811 | 71660.11 | 71301.8047
7836 | 2021-11-23 11:00 | 821.75 |  | 415.8 | 26.8382 | 4.7808 | 0.2 | 80.1848 | 17.8945 | 9.9407 | 0 |  | 821.75 | 405.623 | 417.7829 | 0.19014 | 405.623 | 417.7829 | 0.16846 | 405.3052 | 397.318 | 0 | 786.5707 | 786.5739 | 90653.27 | 64.9361 | 91069.37 | 80065.21 | 77402.32 | 0 | 0 | 76681.33 | 683.1874 | 0 | 0 | 0 | 0 | 76681.33 | 683.1874 | 74583.35 | 74210.4297
7837 | 2021-11-23 12:00 | 826.4167 |  | 406.9333 | 27.7502 | 4.2 | 0.2 | 75.811 | 308.614 | 13.4586 | 0 |  | 826.4167 | 419.929 | 409.3982 | 0.19122 | 419.929 | 409.3982 | 0.16941 | 419.2913 | 389.3471 | 0 | 792.4656 | 792.3817 | 91322.72 | 67.1572 | 91743.07 | 80022.29 | 77780.02 | 0 | 0 | 77040.55 | 676.7897 | 0 | 0 | 0 | 0 | 77040.55 | 676.7897 | 74928.125 | 74553.4844
7838 | 2021-11-23 13:00 | 738.1667 |  | 376.55 | 28.3049 | 4.6725 | 0.2 | 64.0789 | 284.9362 | 25.4217 | 0 |  | 738.1667 | 362.6279 | 379.1704 | 0.1708 | 362.6279 | 379.1704 | 0.15132 | 360.656 | 360.6018 | 0 | 706.8326 | 706.698 | 81449.05 | 62.7031 | 81800.195 | 72480.836 | 70248.17 | 0 | 0 | 69664.945 | 690.2866 | 0 | 0 | 0 | 0 | 69664.945 | 690.2866 | 67840.266 | 67501.0625
7839 | 2021-11-23 14:00 | 607.3667 |  | 346.9333 | 28.4884 | 4.5896 | 0.2 | 51.2479 | 274.0355 | 38.3521 | 0 |  | 607.3667 | 261.6223 | 348.5418 | 0.14054 | 261.6223 | 348.5418 | 0.12451 | 258.006 | 331.4729 | 0 | 577.6893 | 577.7085 | 66581.33 | 56.7144 | 66736.26 | 60362.402 | 58269.85 | 0 | 0 | 57886.984 | 707.5083 | 0 | 0 | 0 | 0 | 57886.984 | 707.5083 | 56424.855 | 56142.7305
7840 | 2021-11-23 15:00 | 427.15 |  | 269.3 | 28.2218 | 4.3025 | 0.2 | 38.2462 | 266.4807 | 51.4205 | 0 |  | 427.15 | 158.8941 | 270.6054 | 0.098837 | 158.8941 | 270.6054 | 0.087565 | 154.0892 | 257.3539 | 0 | 403.2142 | 403.2135 | 46472.22 | 48.1813 | 46259.773 | 43027.867 | 41734.09 | 0 | 0 | 41544.45 | 723.4849 | 0 | 0 | 0 | 0 | 41544.45 | 723.4849 | 40457.086 | 40254.8008
7841 | 2021-11-23 16:00 | 242.5333 |  | 163.8333 | 27.5018 | 4.2442 | 0.2 | 25.3345 | 259.943 | 64.3919 | 0 |  | 242.5333 | 79.4506 | 164.105 | 0.056119 | 79.4506 | 164.105 | 0.049719 | 74.2272 | 156.0679 | 0 | 225.6892 | 225.6823 | 26010.229 | 38.7029 | 25430.287 | 24365.08 | 23429.027 | 0 | 0 | 23371.455 | 739.389 | 0 | 0 | 0 | 0 | 23371.455 | 739.389 | 22490.25 | 22377.7988
7842 | 2021-11-23 17:00 | 86.1333 |  | 76.0833 | 26.4861 | 5.3113 | 0.2 | 12.6781 | 253.4836 | 77.1105 | 0 |  | 86.1333 | 10.2113 | 76.4655 | 0.01993 | 10.2113 | 76.4655 | 0.017657 | 8.4323 | 72.7193 | 0 | 79.5285 | 79.5256 | 9165.5625 | 30.2461 | 8446.38 | 8306.488 | 8032.53 | 0 | 0 | 8025.6714 | 735.6763 | 0 | 0 | 0 | 0 | 8025.6714 | 735.6763 | 7184.8623 | 7148.938
7843 | 2021-11-23 18:00 | 1.3333 |  | 1.3333 | 25.3201 | 4.36 | 0.2 | 0.45605 | 246.5054 | 89.1788 | 0 |  | 1.3333 | 0 | 1.4204 | 0.00030851 | 0 | 1.4204 | 0.00027333 | 0 | 1.3508 | 0 | 1.3238 | 1.3239 | 152.5783 | 25.3855 | 15.394 | 15.3998 | 15.3549 | 0 | 0 | 15.3542 | 145.6666 | 0 | 0 | 0 | 15.3542 | 0 | 650 | 0 | 0
7844 | 2021-11-23 19:00 | 0 |  | 0 | 23.8051 | 3.6829 | 0.2
7845 | 2021-11-23 20:00 | 0 |  | 0 | 22.4515 | 5.1892 | 0.2
7846 | 2021-11-23 21:00 | 0 |  | 0 | 21.0792 | 5.8113 | 0.2
7847 | 2021-11-23 22:00 | 0 |  | 0 | 19.6967 | 5.5204 | 0.2
7848 | 2021-11-23 23:00 | 0 |  | 0 | 18.3201 | 4.2196 | 0.2
7849 | 2021-11-24 | 0 |  | 0 | 16.9686 | 3.9758 | 0.2
7850 | 2021-11-24 01:00 | 0 |  | 0 | 15.6319 | 3.9467 | 0.2
7851 | 2021-11-24 02:00 | 0 |  | 0 | 14.831 | 4.6104 | 0.2
7852 | 2021-11-24 03:00 | 0 |  | 0 | 14.2726 | 4.3646 | 0.2
7853 | 2021-11-24 04:00 | 0.06667 |  | 0.06667 | 14.2079 | 4.2396 | 0.2 | -4.5858 | 116.8743 | 90 | 0 |  | 0.06667 | 0 | 0.073452 | 1.5426505e-05 | 0 | 0.073452 | 0 | 0 | 0.069853 | 0 | 0.068456 | 0.068456 | 7.8898 | 14.2113 | 0.041359 | 0.040915 | 0.040812 | 0 | 0 | 0.04081 | 7.5308 | 0 | 0 | 0 | 0.04081 | 0 | 650 | 0 | 0
7854 | 2021-11-24 05:00 | 93.2 |  | 45.15 | 14.9685 | 3.8042 | 0.2 | 7.3798 | 109.5219 | 83.2691 | 0 |  | 93.2 | 43.7756 | 44.6385 | 0.021565 | 43.7756 | 44.6385 | 0.019106 | 27.4753 | 42.4461 | 0 | 68.5229 | 68.5411 | 7899.486 | 18.4391 | 7210.0205 | 7344.3906 | 6408.884 | 0 | 0 | 6404.5054 | 760.7468 | 0 | 0 | 0 | 0 | 6404.5054 | 760.7468 | 5636.8535 | 5608.6694
7855 | 2021-11-24 06:00 | 307.2 |  | 66.9667 | 16.3391 | 3.4008 | 0.2 | 19.8749 | 102.9292 | 70.7274 | 0 |  | 307.2 | 232.9104 | 67.2738 | 0.071082 | 232.9104 | 67.2738 | 0.062975 | 209.2242 | 63.9739 | 0 | 267.7342 | 267.9087 | 30876.75 | 30.1563 | 30379.223 | 29880.508 | 27938.057 | 0 | 0 | 27863.371 | 766.9998 | 0 | 0 | 0 | 0 | 27863.371 | 766.9998 | 26981.354 | 26846.4473
7856 | 2021-11-24 07:00 | 540.2667 |  | 78.4833 | 18.0568 | 3.7788 | 0.2 | 32.698 | 96.5437 | 57.8616 | 0 |  | 540.2667 | 454.2061 | 79.2743 | 0.12501 | 454.2061 | 79.2743 | 0.11075 | 434.1755 | 75.3884 | 0 | 499.3726 | 499.5293 | 57571.242 | 43.3803 | 57567.72 | 54383.414 | 51810.1 | 0 | 0 | 51535.734 | 742.316 | 0 | 0 | 0 | 0 | 51535.734 | 742.316 | 50215.7 | 49964.6211
7857 | 2021-11-24 08:00 | 775.05 |  | 84.3333 | 19.8297 | 5.1312 | 0.2 | 45.6876 | 89.6431 | 44.8336 | 0 |  | 775.05 | 683.929 | 85.1898 | 0.17934 | 683.929 | 85.1898 | 0.15888 | 669.8601 | 81.0149 | 0 | 735.8575 | 736.0402 | 84830.125 | 54.9161 | 85206.97 | 77548.2 | 74390.61 | 0 | 0 | 73780.97 | 711.457 | 0 | 0 | 0 | 0 | 73780.97 | 711.457 | 71797.95 | 71438.9609
7858 | 2021-11-24 09:00 | 949.7667 |  | 103 | 21.4967 | 5.175 | 0.2 | 58.6517 | 80.764 | 31.8371 | 0 |  | 949.7667 | 841.8184 | 103.8073 | 0.21976 | 841.8184 | 103.8073 | 0.1947 | 834.3339 | 98.7208 | 0 | 914.3937 | 914.4123 | 105389.24 | 64.9993 | 105785.8 | 92962.66 | 89668.08 | 0 | 0 | 88701.59 | 682.5983 | 0 | 0 | 0 | 0 | 88701.59 | 682.5983 | 86097.32 | 85666.8281
7859 | 2021-11-24 10:00 | 1054.9667 |  | 130.2833 | 22.9448 | 5.4821 | 0.2 | 71.1244 | 65.1128 | 19.346 | 0 |  | 1054.9667 | 921.8685 | 130.8734 | 0.2441 | 921.8685 | 130.8734 | 0.21627 | 919.1002 | 124.4616 | 0 | 1022.6906 | 1022.7258 | 117865.555 | 70.9252 | 118120.8 | 101584.65 | 98834.23 | 0 | 0 | 97594.98 | 662.7029 | 0 | 0 | 0 | 20.1832 | 97574.8 | 665.325 | 94540.85 | 94068.1484
7860 | 2021-11-24 11:00 | 1099.1666 |  | 162.6167 | 24.124 | 6.1137 | 0.2 | 80.3594 | 18.624 | 9.7942 | 0 |  | 1099.1666 | 935.7476 | 162.8439 | 0.25433 | 935.7476 | 162.8439 | 0.22533 | 935.0367 | 154.8667 | 0 | 1068.1053 | 1068.1095 | 123102.42 | 72.8138 | 123257.64 | 105254.39 | 101454.04 | 0 | 0 | 100141.8 | 661.4557 | 0 | 0 | 0 | 10.9958 | 100130.8 | 662.2034 | 96957.6 | 96472.8125
7861 | 2021-11-24 12:00 | 1079.2667 |  | 175.7333 | 25.0968 | 5.2679 | 0.2 | 75.9992 | 308.2004 | 13.2751 | 0 |  | 1079.2667 | 904.4441 | 176.2032 | 0.24973 | 904.4441 | 176.2032 | 0.22125 | 903.1064 | 167.5728 | 0 | 1049.2656 | 1049.2386 | 120928.68 | 74.803 | 121126.15 | 102658.24 | 99676.945 | 0 | 0 | 98378.01 | 653.3984 | 0 | 0 | 0 | 572.2769 | 97805.73 | 661.9277 | 94759.336 | 94285.5391
7862 | 2021-11-24 13:00 | 985.2167 |  | 130.7667 | 25.6889 | 4.8825 | 0.2 | 64.2291 | 284.5892 | 25.2771 | 0 |  | 985.2167 | 856.7871 | 131.9632 | 0.22797 | 856.7871 | 131.9632 | 0.20197 | 852.1854 | 125.5006 | 0 | 958.1323 | 958.01 | 110412.92 | 71.8762 | 110767.734 | 94929.87 | 92034.89 | 0 | 0 | 90959.3 | 664.1966 | 0 | 0 | 0 | 38.5149 | 90920.78 | 667.2821 | 88217.77 | 87776.6875
7863 | 2021-11-24 14:00 | 840.4167 |  | 105.7833 | 25.8547 | 3.6171 | 0.2 | 51.3874 | 273.7779 | 38.2167 | 0 |  | 840.4167 | 737.9327 | 107.2722 | 0.19446 | 737.9327 | 107.2722 | 0.17228 | 727.8209 | 102.0194 | 0 | 813.2434 | 813.0365 | 93705.14 | 67.3757 | 94127.07 | 82012.53 | 79274.03 | 0 | 0 | 78495.56 | 675.4025 | 0 | 0 | 0 | 0 | 78495.56 | 675.4025 | 76324.24 | 75942.625
7864 | 2021-11-24 15:00 | 636.4 |  | 95.9167 | 25.5322 | 3.825 | 0.2 | 38.3856 | 266.2757 | 51.2844 | 0 |  | 636.4 | 544.0046 | 97.8311 | 0.14725 | 544.0046 | 97.8311 | 0.13046 | 527.6842 | 93.0418 | 0 | 608.3115 | 608.2921 | 70107.234 | 56.3046 | 70315.94 | 63684.055 | 61794.434 | 0 | 0 | 61358.793 | 705.3887 | 0 | 0 | 0 | 0 | 61358.793 | 705.3887 | 59820.902 | 59521.8008
7865 | 2021-11-24 16:00 | 406.5667 |  | 67.7333 | 24.637 | 3.3904 | 0.2 | 25.479 | 259.7703 | 64.2502 | 0 |  | 406.5667 | 342.0116 | 69.2555 | 0.094074 | 342.0116 | 69.2555 | 0.083345 | 319.7294 | 65.8656 | 0 | 377.8831 | 378.0077 | 43566.285 | 44.1416 | 43298.465 | 40791.97 | 38842.195 | 0 | 0 | 38683.895 | 740.1863 | 0 | 0 | 0 | 0 | 38683.895 | 740.1863 | 37665.203 | 37476.8789
7866 | 2021-11-24 17:00 | 176.0167 |  | 61.8333 | 23.3238 | 3.1187 | 0.2 | 12.8309 | 253.3324 | 76.9601 | 0 |  | 176.0167 | 115.972 | 62.9305 | 0.040728 | 115.972 | 62.9305 | 0.036083 | 96.0623 | 59.8504 | 0 | 152.7944 | 152.8192 | 17612.424 | 31.3071 | 16924.438 | 16590.777 | 15816.081 | 0 | 0 | 15790.288 | 755.8374 | 0 | 0 | 0 | 0 | 15790.288 | 755.8374 | 14915.287 | 14840.7109
7867 | 2021-11-24 18:00 | 4.2 |  | 4.2 | 22.0961 | 1.9333 | 0.2 | 0.61989 | 246.3705 | 89.0781 | 0 |  | 4.2 | 0 | 4.3464 | 0.00097182 | 0 | 4.3464 | 0.00086099 | 0 | 4.1334 | 0 | 4.0507 | 4.0508 | 466.8715 | 22.3195 | 142.5089 | 142.1325 | 141.5647 | 0 | 0 | 141.5591 | 452.6062 | 0 | 0 | 0 | 50.9925 | 90.5666 | 649.9998 | 74.3862 | 74.01432037353516
7868 | 2021-11-24 19:00 | 0 |  | 0 | 21.1333 | 1.425 | 0.2
7869 | 2021-11-24 20:00 | 0 |  | 0 | 20.2129 | 1.7354 | 0.2
7870 | 2021-11-24 21:00 | 0 |  | 0 | 19.2926 | 1.8725 | 0.2
7871 | 2021-11-24 22:00 | 0 |  | 0 | 18.3722 | 2.3588 | 0.2
7872 | 2021-11-24 23:00 | 0 |  | 0 | 17.5363 | 2.7338 | 0.2
7873 | 2021-11-25 | 0 |  | 0 | 17.2238 | 3.1983 | 0.2
7874 | 2021-11-25 01:00 | 0 |  | 0 | 17.0056 | 3.2104 | 0.2
7875 | 2021-11-25 02:00 | 0 |  | 0 | 16.8731 | 3.6854 | 0.2
7876 | 2021-11-25 03:00 | 0 |  | 0 | 16.7915 | 3.4808 | 0.2
7877 | 2021-11-25 04:00 | 0 |  | 0 | 16.8576 | 2.8208 | 0.2
7878 | 2021-11-25 05:00 | 71.8833 |  | 52.4667 | 17.5479 | 4.3158 | 0.2 | 7.4154 | 109.7304 | 83.2351 | 0 |  | 71.8833 | 17.693 | 51.6748 | 0.016633 | 17.693 | 51.6748 | 0.014736 | 11.1305 | 49.138 | 0 | 59.0631 | 59.0109 | 6801.0044 | 20.4673 | 6111.664 | 6194.981 | 5673.5615 | 0 | 0 | 5670.2983 | 751.3164 | 0 | 0 | 0 | 0 | 5670.2983 | 751.3164 | 4951.882 | 4927.1226
7879 | 2021-11-25 06:00 | 226.8167 |  | 133.2333 | 18.8557 | 4.4188 | 0.2 | 19.8968 | 103.151 | 70.7075 | 0 |  | 226.8167 | 90.7242 | 132.4982 | 0.052482 | 90.7242 | 132.4982 | 0.046497 | 81.5114 | 126.0011 | 0 | 203.3623 | 203.36 | 23437.91 | 28.8691 | 22820.965 | 22546.002 | 21216.99 | 0 | 0 | 21174.018 | 771.9741 | 0 | 0 | 0 | 0 | 21174.018 | 771.9741 | 20266.975 | 20165.6406
7880 | 2021-11-25 07:00 | 467.2833 |  | 157.2833 | 20.5173 | 3.3542 | 0.2 | 32.7106 | 96.7921 | 57.8514 | 0 |  | 467.2833 | 304.8931 | 157.4121 | 0.10812 | 304.8931 | 157.4121 | 0.095792 | 291.4551 | 149.6948 | 0 | 432.3269 | 432.4836 | 49845.12 | 42.8696 | 49697.33 | 47027.41 | 44889.598 | 0 | 0 | 44684.473 | 743.9736 | 0 | 0 | 0 | 0 | 44684.473 | 743.9736 | 43522.78 | 43305.168
7881 | 2021-11-25 08:00 | 593.8166 |  | 272.6833 | 22.0473 | 3.6562 | 0.2 | 45.6965 | 89.9424 | 44.8275 | 0 |  | 593.8166 | 317.9591 | 273.0125 | 0.1374 | 317.9591 | 273.0125 | 0.12173 | 311.4206 | 259.6316 | 0 | 559.6311 | 559.7535 | 64514.125 | 50.5825 | 64634.523 | 59675.7 | 57530.363 | 0 | 0 | 57166.883 | 720.6174 | 0 | 0 | 0 | 0 | 57166.883 | 720.6174 | 55720.637 | 55442.0352
7882 | 2021-11-25 09:00 | 725.6 |  | 348.9667 | 23.4214 | 4.495 | 0.2 | 58.6666 | 81.1648 | 31.8261 | 0 |  | 725.6 | 374.4127 | 349.7303 | 0.16789 | 374.4127 | 349.7303 | 0.14875 | 371.0862 | 332.5926 | 0 | 689.6052 | 689.677 | 79488.38 | 57.2633 | 79819.22 | 72072.61 | 69716.26 | 0 | 0 | 69163.44 | 703.8555 | 0 | 0 | 0 | 0 | 69163.44 | 703.8555 | 67357.664 | 67020.875
7883 | 2021-11-25 10:00 | 847.9167 |  | 359.15 | 24.9263 | 4.6533 | 0.2 | 71.1709 | 65.7427 | 19.3068 | 0 |  | 847.9167 | 487.2544 | 360.6576 | 0.1962 | 487.2544 | 360.6576 | 0.17382 | 485.7971 | 342.9877 | 0 | 812.2091 | 812.191 | 93608.41 | 64.4938 | 94033.25 | 82800.48 | 79844.39 | 0 | 0 | 79081.625 | 685.6869 | 0 | 0 | 0 | 0 | 79081.625 | 685.6869 | 76886.38 | 76501.9531
7884 | 2021-11-25 11:00 | 824.2 |  | 412.5167 | 26.0807 | 3.9533 | 0.2 | 80.5254 | 19.3842 | 9.6565 | 0 |  | 824.2 | 411.31 | 414.4907 | 0.19071 | 411.31 | 414.4907 | 0.16896 | 411.0066 | 394.1869 | 0 | 789.0897 | 789.0693 | 90942.84 | 65.7659 | 91359.19 | 80078.445 | 77641.63 | 0 | 0 | 76913.78 | 681.3092 | 0 | 0 | 0 | 0 | 76913.78 | 681.3092 | 74806.46 | 74432.4297
7885 | 2021-11-25 12:00 | 811.8833 |  | 398.8667 | 26.9066 | 4.0467 | 0.2 | 76.1844 | 307.8033 | 13.0946 | 0 |  | 811.8833 | 413.411 | 401.3372 | 0.18786 | 413.411 | 401.3372 | 0.16643 | 412.8154 | 381.6809 | 0 | 778.6063 | 778.5557 | 89729.99 | 65.8971 | 90142.47 | 78978.13 | 76612.266 | 0 | 0 | 75898.914 | 681.1758 | 0 | 0 | 0 | 0 | 75898.914 | 681.1758 | 73832.22 | 73463.0547
7886 | 2021-11-25 13:00 | 673.6834 |  | 346 | 27.3215 | 4.6192 | 0.2 | 64.3783 | 284.2545 | 25.1334 | 0 |  | 673.6834 | 328.56 | 348.6592 | 0.15588 | 328.56 | 348.6592 | 0.1381 | 326.8171 | 331.5849 | 0 | 645.2339 | 645.1189 | 74352.34 | 58.7987 | 74622.26 | 67025.34 | 64531.184 | 0 | 0 | 64051.293 | 699.7567 | 0 | 0 | 0 | 0 | 64051.293 | 699.7567 | 62433.477 | 62121.3125
7887 | 2021-11-25 14:00 | 570.2333 |  | 395.35 | 27.382 | 5.2967 | 0.2 | 51.5265 | 273.5299 | 38.0815 | 0 |  | 570.2333 | 175.6561 | 396.0531 | 0.13194 | 175.6561 | 396.0531 | 0.1169 | 173.27 | 376.6557 | 0 | 538.9272 | 538.8483 | 62104.73 | 52.8758 | 62184.29 | 56978.754 | 54375.164 | 0 | 0 | 54052.92 | 722.7637 | 0 | 0 | 0 | 0 | 54052.92 | 722.7637 | 52676.03 | 52412.6523
7888 | 2021-11-25 15:00 | 416.1667 |  | 271.85 | 27.0157 | 5.4 | 0.2 | 38.5247 | 266.0788 | 51.1483 | 0 |  | 416.1667 | 145.243 | 272.3259 | 0.096295 | 145.243 | 272.3259 | 0.085313 | 140.92 | 258.9886 | 0 | 391.9104 | 391.8788 | 45164.977 | 45.4691 | 44927.45 | 42161.58 | 40837.324 | 0 | 0 | 40659 | 731.6023 | 0 | 0 | 0 | 0 | 40659 | 731.6023 | 39592.797 | 39394.832
7889 | 2021-11-25 16:00 | 260.1167 |  | 179.5167 | 26.2374 | 5.2308 | 0.2 | 25.6231 | 259.6048 | 64.1087 | 0 |  | 260.1167 | 81.3437 | 179.8096 | 0.060187 | 81.3437 | 179.8096 | 0.053323 | 76.0919 | 171.0036 | 0 | 242.1536 | 242.0977 | 27903.383 | 37.7258 | 27353.365 | 26293.44 | 25457.832 | 0 | 0 | 25390.262 | 742.6543 | 0 | 0 | 0 | 0 | 25390.262 | 742.6543 | 24537.3 | 24414.6133
7890 | 2021-11-25 17:00 | 107.0167 |  | 82.0667 | 25.156 | 4.0963 | 0.2 | 12.9832 | 253.1881 | 76.8101 | 0 |  | 107.0167 | 25.3317 | 82.2039 | 0.024762 | 25.3317 | 82.2039 | 0.021938 | 21.0456 | 78.1782 | 0 | 97.2394 | 97.216 | 11204.533 | 30.0136 | 10479.689 | 10314.8545 | 9889.128 | 0 | 0 | 9878.874 | 742.6417 | 0 | 0 | 0 | 0 | 9878.874 | 742.6417 | 9014.395 | 8969.3223
7891 | 2021-11-25 18:00 | 2.0167 |  | 2.0167 | 23.9735 | 3.475 | 0.2 | 0.78273 | 246.2426 | 88.9737 | 0 |  | 2.0167 | 0 | 2.1308 | 0.00046663 | 0 | 2.1308 | 0.00041341 | 0 | 2.0264 | 0 | 1.9858 | 1.9861 | 228.9022 | 24.0756 | 34.5805 | 34.5486 | 34.4226 | 0 | 0 | 34.4212 | 217.7367 | 0 | 0 | 0 | 34.4212 | 0 | 650 | 0 | 0
7892 | 2021-11-25 19:00 | 0 |  | 0 | 22.9725 | 3.7767 | 0.2
7893 | 2021-11-25 20:00 | 0 |  | 0 | 21.9664 | 2.9817 | 0.2
7894 | 2021-11-25 21:00 | 0 |  | 0 | 20.9534 | 2.4646 | 0.2
7895 | 2021-11-25 22:00 | 0 |  | 0 | 19.9403 | 2.4362 | 0.2
7896 | 2021-11-25 23:00 | 0 |  | 0 | 18.9374 | 2.625 | 0.2
7897 | 2021-11-26 | 0 |  | 0 | 17.9879 | 2.3662 | 0.2
7898 | 2021-11-26 01:00 | 0 |  | 0 | 17.0474 | 1.9863 | 0.2
7899 | 2021-11-26 02:00 | 0 |  | 0 | 16.4641 | 2.5112 | 0.2
7900 | 2021-11-26 03:00 | 0 |  | 0 | 16.0948 | 2.0688 | 0.2
7901 | 2021-11-26 04:00 | 0 |  | 0 | 16.063 | 1.28 | 0.2
7902 | 2021-11-26 05:00 | 74.6333 |  | 41.6667 | 16.6619 | 0.91458 | 0.2 | 7.4455 | 109.9347 | 83.2067 | 0 |  | 74.6333 | 30.0443 | 40.9925 | 0.017269 | 30.0443 | 40.9925 | 0.0153 | 18.9374 | 38.9787 | 0 | 56.7577 | 56.7689 | 6542.7383 | 19.9404 | 5866.083 | 5950.3223 | 5235.3936 | 0 | 0 | 5232.4917 | 752.2699 | 0 | 0 | 0 | 0 | 5232.4917 | 752.2699 | 4548.2124 | 4525.4717
7903 | 2021-11-26 06:00 | 237.5667 |  | 122.3833 | 17.7901 | 0.73792 | 0.2 | 19.9131 | 103.3678 | 70.6931 | 0 |  | 237.5667 | 111.6557 | 121.9255 | 0.05497 | 111.6557 | 121.9255 | 0.048701 | 100.3293 | 115.9456 | 0 | 211.9494 | 211.9229 | 24424.297 | 30.1277 | 23822.016 | 23440.682 | 22136.688 | 0 | 0 | 22089.008 | 763.9105 | 0 | 0 | 0 | 0 | 22089.008 | 763.9105 | 21189.984 | 21084.0352
7904 | 2021-11-26 07:00 | 389.9 |  | 202.5 | 19.1551 | 0.76292 | 0.2 | 32.7177 | 97.0348 | 57.8466 | 0 |  | 389.9 | 184.3004 | 201.9797 | 0.090217 | 184.3004 | 201.9797 | 0.079929 | 176.1796 | 192.0789 | 0 | 360.8933 | 360.8283 | 41586.207 | 40.1377 | 41280.55 | 39398.61 | 37931.496 | 0 | 0 | 37783.62 | 743.7757 | 0 | 0 | 0 | 0 | 37783.62 | 743.7757 | 36786.734 | 36602.8008
7905 | 2021-11-26 08:00 | 608.4167 |  | 262.55 | 20.642 | 0.58958 | 0.2 | 45.6997 | 90.2346 | 44.8271 | 0 |  | 608.4167 | 342.4282 | 262.9307 | 0.14078 | 342.4282 | 262.9307 | 0.12472 | 335.3865 | 250.0438 | 0 | 573.7217 | 573.8215 | 66135.625 | 54.2745 | 66282.84 | 60443.176 | 58025.168 | 0 | 0 | 57653.91 | 713.3262 | 0 | 0 | 0 | 0 | 57653.91 | 713.3262 | 56196.914 | 55915.9297
7906 | 2021-11-26 09:00 | 725.3667 |  | 353.6333 | 21.9989 | 0.375 | 0.2 | 58.6751 | 81.5566 | 31.8213 | 0 |  | 725.3667 | 369.5224 | 354.3593 | 0.16784 | 369.5224 | 354.3593 | 0.1487 | 366.2402 | 336.9947 | 0 | 689.1702 | 689.2671 | 79437.46 | 62.7942 | 79767.695 | 70644.29 | 67499.48 | 0 | 0 | 66964.11 | 695.3034 | 0 | 0 | 0 | 0 | 66964.11 | 695.3034 | 65240.26 | 64914.0586
7907 | 2021-11-26 10:00 | 865.5666 |  | 348.1 | 23.1859 | 0.5975 | 0.2 | 71.2095 | 66.363 | 19.275 | 0 |  | 865.5666 | 515.8401 | 349.6361 | 0.20028 | 515.8401 | 349.6361 | 0.17744 | 514.3022 | 332.5062 | 0 | 829.8722 | 829.8876 | 95645.164 | 71.8092 | 96073.766 | 82373.5 | 79873.79 | 0 | 0 | 79063.73 | 664.8979 | 0 | 0 | 0 | -5.3751 | 79069.1 | 665.7516 | 76874.375 | 76490
7908 | 2021-11-26 11:00 | 867.0833 |  | 403.7167 | 24.2779 | 0.90958 | 0.2 | 80.6828 | 20.1744 | 9.5279 | 0 |  | 867.0833 | 462.9236 | 405.7148 | 0.20063 | 462.9236 | 405.7148 | 0.17775 | 462.5917 | 385.8409 | 0 | 831.4639 | 831.4472 | 95827.15 | 72.3057 | 96254.445 | 82369.76 | 79425.96 | 0 | 0 | 78626.89 | 666.8799 | 0 | 0 | 0 | -1.6059 | 78628.5 | 667.2555 | 76451.766 | 76069.5078
7909 | 2021-11-26 12:00 | 793.3667 |  | 314.1 | 24.9983 | 1.2483 | 0.2 | 76.3666 | 307.4235 | 12.9171 | 0 |  | 793.3667 | 479.6993 | 316.6404 | 0.18357 | 479.6993 | 316.6404 | 0.16264 | 479.0262 | 301.1326 | 0 | 764.5557 | 764.4869 | 88111.055 | 68.4828 | 88514.98 | 76828.55 | 74280.125 | 0 | 0 | 73603.03 | 676.8699 | 0 | 0 | 0 | 0 | 73603.03 | 676.8699 | 71626.97 | 71268.8359
7910 | 2021-11-26 13:00 | 758.3166 |  | 354.9167 | 25.4484 | 1.2879 | 0.2 | 64.5264 | 283.9323 | 24.9908 | 0 |  | 758.3166 | 404.4557 | 357.5591 | 0.17546 | 404.4557 | 357.5591 | 0.15545 | 402.3365 | 340.0488 | 0 | 727.5376 | 727.4175 | 83836.64 | 66.75 | 84210.68 | 73552.07 | 71517.66 | 0 | 0 | 70892.69 | 679.0833 | 0 | 0 | 0 | 0 | 70892.69 | 679.0833 | 69021.37 | 68676.2578
7911 | 2021-11-26 14:00 | 655.8166 |  | 323.9333 | 25.6149 | 1.1767 | 0.2 | 51.6653 | 273.2917 | 37.9467 | 0 |  | 655.8166 | 333.3266 | 326.3969 | 0.15175 | 333.3266 | 326.3969 | 0.13444 | 328.8377 | 310.4138 | 0 | 626.4665 | 626.4459 | 72198.87 | 61.364 | 72439.5 | 64480.22 | 62464.195 | 0 | 0 | 62002.81 | 691.9398 | 0 | 0 | 0 | 0 | 62002.81 | 691.9398 | 60451.01 | 60148.7539
7912 | 2021-11-26 15:00 | 563.9 |  | 183.4667 | 25.5188 | 0.9025 | 0.2 | 38.6637 | 265.8901 | 51.0123 | 0 |  | 563.9 | 382.8396 | 185.9356 | 0.13048 | 382.8396 | 185.9356 | 0.1156 | 371.5347 | 176.8322 | 0 | 537.3995 | 537.438 | 61941.11 | 56.5735 | 62017.086 | 56102.316 | 54353.83 | 0 | 0 | 54013.164 | 703.5066 | 0 | 0 | 0 | 0 | 54013.164 | 703.5066 | 52637.164 | 52373.9766
7913 | 2021-11-26 16:00 | 366.9833 |  | 118.45 | 24.9312 | 0.675 | 0.2 | 25.767 | 259.4468 | 63.9673 | 0 |  | 366.9833 | 250.7899 | 120.3159 | 0.084915 | 250.7899 | 120.3159 | 0.075231 | 234.7434 | 114.4259 | 0 | 342.1859 | 341.9593 | 39412.715 | 44.8962 | 39066.14 | 36713.918 | 35302.77 | 0 | 0 | 35168.523 | 731.639 | 0 | 0 | 0 | 0 | 35168.523 | 731.639 | 34205.965 | 34034.9336
7914 | 2021-11-26 17:00 | 180.9167 |  | 63.15 | 23.9488 | 0.81292 | 0.2 | 13.1349 | 253.0508 | 76.6607 | 0 |  | 180.9167 | 119.5275 | 64.2579 | 0.041862 | 119.5275 | 64.2579 | 0.037088 | 99.5919 | 61.1128 | 0 | 157.4906 | 157.4398 | 18145.43 | 33.0833 | 17462.596 | 17021.732 | 16210.281 | 0 | 0 | 16183.044 | 750.2325 | 0 | 0 | 0 | 0 | 16183.044 | 750.2325 | 15301.126 | 15224.6201
7915 | 2021-11-26 18:00 | 10.7 |  | 10.2333 | 22.9019 | 0.55167 | 0.2 | 0.94446 | 246.1216 | 88.8698 | 0 |  | 10.7 | 0.10578 | 10.9504 | 0.0024758 | 0.10277 | 10.9504 | 0.0021935 | 0 | 10.4138 | 0 | 10.2055 | 10.2057 | 1176.2175 | 23.5011 | 722.4698 | 724.5165 | 704.9106 | 0 | 0 | 704.8434 | 652.3279 | 0 | 0 | 0 | 0.92195 | 703.9215 | 660.501 | 582.1818 | 579.2708129882812
7916 | 2021-11-26 19:00 | 0 |  | 0 | 22.0373 | 0.46375 | 0.2
7917 | 2021-11-26 20:00 | 0 |  | 0 | 21.2053 | 0.25083 | 0.2
7918 | 2021-11-26 21:00 | 0 |  | 0 | 20.3733 | 0.275 | 0.2
7919 | 2021-11-26 22:00 | 0 |  | 0 | 19.5414 | 0.20083 | 0.2
7920 | 2021-11-26 23:00 | 0 |  | 0 | 18.7725 | 0.13708 | 0.2
7921 | 2021-11-27 | 0 |  | 0 | 18.3948 | 0.27417 | 0.2
7922 | 2021-11-27 01:00 | 0 |  | 0 | 18.1029 | 0.3 | 0.2
7923 | 2021-11-27 02:00 | 0 |  | 0 | 17.9336 | 0.27583 | 0.2
7924 | 2021-11-27 03:00 | 0 |  | 0 | 17.8361 | 0.12583 | 0.2
7925 | 2021-11-27 04:00 | 0 |  | 0 | 17.7555 | 0.12417 | 0.2
7926 | 2021-11-27 05:00 | 27.4333 |  | 27.4333 | 17.509 | 0.26208 | 0.2 | 7.47 | 110.1345 | 83.1839 | 0 |  | 27.4333 | 0 | 27.2887 | 0.0063477 | 0 | 27.2887 | 0.0056238 | 0 | 25.952 | 0 | 25.4329 | 25.4327 | 2931.1023 | 19.0221 | 2350.6177 | 2392.052 | 2312.0503 | 0 | 0 | 2311.4595 | 723.6379 | 0 | 0 | 0 | 0 | 2311.4595 | 723.6379 | 1946.3049 | 1936.573486328125
7927 | 2021-11-27 06:00 | 161.35 |  | 137.4333 | 18.679 | 0.23708 | 0.2 | 19.924 | 103.5796 | 70.6841 | 0 |  | 161.35 | 23.1823 | 138.3755 | 0.037334 | 23.1823 | 138.3755 | 0.033076 | 20.8322 | 131.5962 | 0 | 149.3799 | 149.3987 | 17218.074 | 27.577 | 16524.717 | 16392.545 | 15729.259 | 0 | 0 | 15705.171 | 764.3127 | 0 | 0 | 0 | 0 | 15705.171 | 764.3127 | 14831.764 | 14757.6045
7928 | 2021-11-27 07:00 | 193.85 |  | 165.3833 | 19.5354 | 0.39833 | 0.2 | 32.7194 | 97.2716 | 57.8471 | 0 |  | 193.85 | 27.9939 | 166.1916 | 0.044854 | 27.9939 | 166.1916 | 0.039739 | 26.7604 | 158.0499 | 0 | 181.1141 | 181.1109 | 20873.584 | 30.2433 | 20220.787 | 19895.945 | 19142.012 | 0 | 0 | 19106.045 | 758.9296 | 0 | 0 | 0 | 0 | 19106.045 | 758.9296 | 18195.293 | 18104.3164
7929 | 2021-11-27 08:00 | 189.3833 |  | 185.9167 | 19.9702 | 0.61042 | 0.2 | 45.6973 | 90.5195 | 44.8321 | 0 |  | 189.3833 | 3.432 | 184.8439 | 0.043821 | 3.432 | 184.8439 | 0.038823 | 3.3614 | 175.7873 | 0 | 175.5657 | 175.5677 | 20235.01 | 30.2507 | 19574.398 | 19258.021 | 18266.385 | 0 | 0 | 18233.646 | 760.1153 | 0 | 0 | 0 | 0 | 18233.646 | 760.1153 | 17327.32 | 17240.6836
7930 | 2021-11-27 09:00 | 81.4 |  | 81.4 | 20.1042 | 0.8975 | 0.2 | 58.6775 | 81.9391 | 31.8225 | 0 |  | 81.4 | 0 | 80.9508 | 0.018835 | 0 | 80.9508 | 0.016687 | 0 | 76.9848 | 0 | 75.4451 | 75.4451 | 8695.311 | 24.4646 | 7979.2896 | 7992.4233 | 7655.66 | 0 | 0 | 7649.727 | 750.5964 | 0 | 0 | 0 | 0 | 7649.727 | 750.5964 | 6821.524 | 6787.416
7931 | 2021-11-27 10:00 | 447.0667 |  | 378.2833 | 20.9629 | 1.1733 | 0.2 | 71.2405 | 66.9726 | 19.2505 | 0 |  | 447.0667 | 68.5638 | 381.6418 | 0.10344 | 68.5638 | 381.6418 | 0.091648 | 68.3599 | 362.9458 | 0 | 422.6796 | 422.6806 | 48715.55 | 45.0874 | 48546.234 | 45622.52 | 44062.562 | 0 | 0 | 43860.324 | 735.1218 | 0 | 0 | 0 | 0 | 43860.324 | 735.1218 | 42718.035 | 42504.4414
7932 | 2021-11-27 11:00 | 388.3167 |  | 367.05 | 21.5918 | 1.2871 | 0.2 | 80.8313 | 20.9934 | 9.4084 | 0 |  | 388.3167 | 21.2453 | 365.5704 | 0.089851 | 21.2453 | 365.5704 | 0.079604 | 21.2305 | 347.6603 | 0 | 361.513 | 361.5126 | 41664.785 | 42.1187 | 41360.438 | 39231.72 | 37794.344 | 0 | 0 | 37646.723 | 742.3804 | 0 | 0 | 0 | 0 | 37646.723 | 742.3804 | 36653.16 | 36469.8945
7933 | 2021-11-27 12:00 | 380.7333 |  | 348.3833 | 21.9844 | 1.3604 | 0.2 | 76.5458 | 307.0622 | 12.7426 | 0 |  | 380.7333 | 32.3776 | 351.3158 | 0.088096 | 32.3776 | 351.3158 | 0.07805 | 32.3333 | 334.1066 | 0 | 359.1111 | 359.096 | 41387.156 | 42.3061 | 41077.562 | 38940.176 | 37516.383 | 0 | 0 | 37370.168 | 741.0977 | 0 | 0 | 0 | 0 | 37370.168 | 741.0977 | 36381.58 | 36199.6719
7934 | 2021-11-27 13:00 | 250.1333 |  | 245.55 | 22.149 | 1.7475 | 0.2 | 64.6734 | 283.6232 | 24.849 | 0 |  | 250.1333 | 4.5951 | 244.4451 | 0.057877 | 4.5951 | 244.4451 | 0.051277 | 4.5713 | 232.4695 | 0 | 232.3 | 232.2998 | 26773.516 | 35.0656 | 26205.35 | 25403.17 | 24587.188 | 0 | 0 | 24525.959 | 750.1263 | 0 | 0 | 0 | 0 | 24525.959 | 750.1263 | 23667.37 | 23549.0332
7935 | 2021-11-27 14:00 | 458.7167 |  | 321.6667 | 22.6031 | 1.8508 | 0.2 | 51.8036 | 273.0634 | 37.8121 | 0 |  | 458.7167 | 137.6367 | 322.2606 | 0.10614 | 137.6367 | 322.2606 | 0.094036 | 135.7991 | 306.477 | 0 | 433.4306 | 433.3956 | 49951.824 | 46.5884 | 49806.23 | 46575.816 | 44452.668 | 0 | 0 | 44240.875 | 731.5187 | 0 | 0 | 0 | 0 | 44240.875 | 731.5187 | 43089.617 | 42874.168
7936 | 2021-11-27 15:00 | 555.25 |  | 198.7 | 23.0929 | 1.6267 | 0.2 | 38.8024 | 265.7097 | 50.8765 | 0 |  | 555.25 | 358.7729 | 200.7366 | 0.12848 | 358.7729 | 200.7366 | 0.11383 | 348.2621 | 190.9078 | 0 | 528.3865 | 528.3268 | 60889.832 | 52.6316 | 60947.816 | 55884.57 | 54343.914 | 0 | 0 | 54013.707 | 714.5455 | 0 | 0 | 0 | 0 | 54013.707 | 714.5455 | 52637.695 | 52374.5078
7937 | 2021-11-27 16:00 | 437.6833 |  | 65.65 | 23.2415 | 1.5492 | 0.2 | 25.9104 | 259.2962 | 63.8263 | 0 |  | 437.6833 | 375.3583 | 67.0554 | 0.10127 | 375.3583 | 67.0554 | 0.089724 | 351.5561 | 63.7726 | 0 | 407.0221 | 407.0356 | 46911.3 | 46.0793 | 46707.37 | 43732.277 | 41998.465 | 0 | 0 | 41810.164 | 733.4504 | 0 | 0 | 0 | 0 | 41810.164 | 733.4504 | 40716.47 | 40512.8867
7938 | 2021-11-27 17:00 | 155.65 |  | 76.3 | 23.0784 | 1.6887 | 0.2 | 13.2858 | 252.9205 | 76.5118 | 0 |  | 155.65 | 80.51 | 77.1666 | 0.036015 | 80.51 | 77.1666 | 0.031908 | 67.2712 | 73.389 | 0 | 137.847 | 137.8045 | 15882.611 | 30.7613 | 15178.525 | 14904.61 | 14149.392 | 0 | 0 | 14128.769 | 752.6078 | 0 | 0 | 0 | 0 | 14128.769 | 752.6078 | 13291 | 13224.5449
7939 | 2021-11-27 18:00 | 16.8167 |  | 14.3 | 22.538 | 1.2533 | 0.2 | 1.105 | 246.0075 | 88.7626 | 0 |  | 16.8167 | 0.62458 | 13.0509 | 0.0038911 | 0.62204 | 13.0509 | 0.0034474 | 0 | 12.4119 | 0 | 12.1637 | 12.1637 | 1401.89 | 23.2297 | 925.3851 | 929.0822 | 902.2454 | 0 | 0 | 902.1393 | 667.5851 | 0 | 0 | 0 | 0 | 902.1393 | 667.5851 | 747.7839 | 744.0450439453125
7940 | 2021-11-27 19:00 | 0 |  | 0 | 21.8263 | 0.98958 | 0.2
7941 | 2021-11-27 20:00 | 0 |  | 0 | 21.0947 | 0.72667 | 0.2
7942 | 2021-11-27 21:00 | 0 |  | 0 | 20.3632 | 0.60083 | 0.2
7943 | 2021-11-27 22:00 | 0 |  | 0 | 19.6316 | 0.51292 | 0.2
7944 | 2021-11-27 23:00 | 0 |  | 0 | 18.9003 | 0.52417 | 0.2
7945 | 2021-11-28 | 0 |  | 0 | 18.1701 | 0.69833 | 0.2
7946 | 2021-11-28 01:00 | 0 |  | 0 | 17.477 | 0.88625 | 0.2
7947 | 2021-11-28 02:00 | 0 |  | 0 | 17.0706 | 1.0112 | 0.2
7948 | 2021-11-28 03:00 | 0 |  | 0 | 16.8321 | 1.2225 | 0.2
7949 | 2021-11-28 04:00 | 0 |  | 0 | 16.8686 | 1.7054 | 0.2
7950 | 2021-11-28 05:00 | 89.4 |  | 45.5167 | 17.4561 | 2.7321 | 0.2 | 7.4889 | 110.3299 | 83.1666 | 0 |  | 89.4 | 39.9964 | 44.9981 | 0.020686 | 39.9964 | 44.9981 | 0.018327 | 25.2833 | 42.788 | 0 | 66.7099 | 66.7578 | 7693.8965 | 21.0054 | 7004.7515 | 7080.806 | 6141.1147 | 0 | 0 | 6136.97 | 744.2247 | 0 | 0 | 0 | 0 | 6136.97 | 744.2247 | 5386.096 | 5359.166
7951 | 2021-11-28 06:00 | 265.75 |  | 99.3 | 18.5123 | 2.9483 | 0.2 | 19.9295 | 103.7863 | 70.6804 | 0 |  | 265.75 | 161.3245 | 99.0109 | 0.061491 | 161.3245 | 99.0109 | 0.054478 | 144.9747 | 94.1546 | 0 | 234.3468 | 234.3152 | 27005.379 | 30.8483 | 26443.172 | 25958.865 | 24285.174 | 0 | 0 | 24228.549 | 766.3699 | 0 | 0 | 0 | 0 | 24228.549 | 766.3699 | 23363.54 | 23246.7207
7952 | 2021-11-28 07:00 | 600.6 |  | 87.6 | 20.003 | 3.3087 | 0.2 | 32.7156 | 97.5024 | 57.8529 | 0 |  | 600.6 | 504.4452 | 88.3857 | 0.13897 | 504.4452 | 88.3857 | 0.12312 | 482.2087 | 84.0531 | 0 | 554.9366 | 555.0256 | 63967.965 | 48.748 | 64076.45 | 59490.902 | 56866.754 | 0 | 0 | 56521.89 | 726.7543 | 0 | 0 | 0 | 0 | 56521.89 | 726.7543 | 55089.92 | 54814.4727
7953 | 2021-11-28 08:00 | 487.25 |  | 308.0667 | 20.8104 | 3.675 | 0.2 | 45.6894 | 90.797 | 44.8427 | 0 |  | 487.25 | 177.3816 | 307.6582 | 0.11274 | 177.3816 | 307.6582 | 0.099885 | 173.7302 | 292.58 | 0 | 456.9839 | 457.0321 | 52674.934 | 44.0892 | 52581.312 | 49577.523 | 47785.727 | 0 | 0 | 47549.88 | 740.4561 | 0 | 0 | 0 | 0 | 47549.88 | 740.4561 | 46321.324 | 46089.7148
7954 | 2021-11-28 09:00 | 547.2833 |  | 431.0833 | 21.3846 | 3.425 | 0.2 | 58.6739 | 82.3117 | 31.8296 | 0 |  | 547.2833 | 115.497 | 430.2751 | 0.12663 | 115.497 | 430.2751 | 0.11219 | 114.4704 | 409.1913 | 0 | 513.1885 | 513.1703 | 59144.508 | 47.8217 | 59171.598 | 55132.992 | 53217.004 | 0 | 0 | 52914.29 | 728.1826 | 0 | 0 | 0 | 0 | 52914.29 | 728.1826 | 51563.027 | 51305.2109
7955 | 2021-11-28 10:00 | 494.1167 |  | 441.2 | 21.7557 | 3.7354 | 0.2 | 71.2639 | 67.5705 | 19.2333 | 0 |  | 494.1167 | 52.7453 | 445.9778 | 0.11433 | 52.7453 | 445.9778 | 0.10129 | 52.5886 | 424.1303 | 0 | 467.1845 | 467.186 | 53845.945 | 45.4863 | 53774.64 | 50479.305 | 48761.254 | 0 | 0 | 48511.445 | 736.0795 | 0 | 0 | 0 | 0 | 48511.445 | 736.0795 | 47260.66 | 47024.3555
7956 | 2021-11-28 11:00 | 629.0666 |  | 487.3667 | 22.1006 | 3.7154 | 0.2 | 80.9709 | 21.8399 | 9.2979 | 0 |  | 629.0666 | 141.551 | 487.729 | 0.14556 | 141.551 | 487.729 | 0.12896 | 141.4546 | 463.836 | 0 | 593.1848 | 593.1866 | 68365.625 | 52.2589 | 68549.414 | 62950.914 | 60443.844 | 0 | 0 | 60045.965 | 719.1107 | 0 | 0 | 0 | 0 | 60045.965 | 719.1107 | 58536.562 | 58243.8828
7957 | 2021-11-28 12:00 | 237.55 |  | 232.6167 | 21.7724 | 3.2508 | 0.2 | 76.7221 | 306.7204 | 12.571 | 0 |  | 237.55 | 4.9373 | 231.5825 | 0.054966 | 4.9373 | 231.5825 | 0.048697 | 4.9307 | 220.2368 | 0 | 220.6642 | 220.6632 | 25431.996 | 33.2309 | 24843.053 | 24221.006 | 23373.824 | 0 | 0 | 23319.25 | 754.9903 | 0 | 0 | 0 | 0 | 23319.25 | 754.9903 | 22437.172 | 22324.9863
7958 | 2021-11-28 13:00 | 105.7667 |  | 105.4167 | 21.1626 | 3.6804 | 0.2 | 64.8193 | 283.3273 | 24.7082 | 0 |  | 105.7667 | 0.35088 | 104.8627 | 0.024473 | 0.35088 | 104.8627 | 0.021682 | 0.34908 | 99.7252 | 0 | 98.0728 | 98.0726 | 11303.1875 | 26.1566 | 10578.139 | 10539.637 | 10142.003 | 0 | 0 | 10131.612 | 754.2819 | 0 | 0 | 0 | 0 | 10131.612 | 754.2819 | 9268.86 | 9222.5156
7959 | 2021-11-28 14:00 | 149.6833 |  | 148.65 | 20.5964 | 4.8383 | 0.2 | 51.9414 | 272.8452 | 37.6779 | 0 |  | 149.6833 | 1.0377 | 147.8732 | 0.034635 | 1.0377 | 147.8732 | 0.030685 | 1.024 | 140.6286 | 0 | 138.8195 | 138.819 | 15999.353 | 27.3025 | 15295.183 | 15185.958 | 14576.711 | 0 | 0 | 14555.738 | 760.6069 | 0 | 0 | 0 | 0 | 14555.738 | 760.6069 | 13707.171 | 13638.6348
7960 | 2021-11-28 15:00 | 55.8 |  | 55.8 | 20.1796 | 6.3504 | 0.2 | 38.9408 | 265.5378 | 50.7409 | 0 |  | 55.8 | 0 | 55.4521 | 0.012911 | 0 | 55.4521 | 0.011439 | 0 | 52.7352 | 0 | 51.6805 | 51.6806 | 5956.42 | 22.5103 | 5276.6704 | 5317.5254 | 5149.0547 | 0 | 0 | 5146.281 | 742.0181 | 0 | 0 | 0 | 0 | 5146.281 | 742.0181 | 4469.144 | 4446.7983
7961 | 2021-11-28 16:00 | 167.9 |  | 161.2667 | 19.8943 | 7.6771 | 0.2 | 26.0534 | 259.1531 | 63.6856 | 0 |  | 167.9 | 6.6917 | 160.5104 | 0.03885 | 6.6917 | 160.5104 | 0.034419 | 6.2712 | 152.6474 | 0 | 155.7402 | 155.7424 | 17949.822 | 26.5064 | 17263.59 | 17182.486 | 16472.686 | 0 | 0 | 16446.412 | 768.2745 | 0 | 0 | 0 | 0 | 16446.412 | 768.2745 | 15560.26 | 15482.458
7962 | 2021-11-28 17:00 | 133.95 |  | 79.3667 | 19.586 | 8.6604 | 0.2 | 13.436 | 252.7974 | 76.3637 | 0 |  | 133.95 | 55.364 | 79.8219 | 0.030994 | 55.364 | 79.8219 | 0.027459 | 46.3867 | 75.9135 | 0 | 119.8542 | 119.8408 | 13811.653 | 24.4513 | 13093.697 | 13114.649 | 12655.159 | 0 | 0 | 12639.117 | 763.4827 | 0 | 0 | 0 | 0 | 12639.117 | 763.4827 | 11845.696 | 11786.4678
7963 | 2021-11-28 18:00 | 8.35 |  | 8.35 | 19.1234 | 8.0729 | 0.2 | 1.2642 | 245.9004 | 88.6052 | 0 |  | 8.35 | 0 | 8.4069 | 0.0019321 | 0 | 8.4069 | 0.0017117 | 0 | 7.9949 | 0 | 7.835 | 7.8351 | 903.0187 | 19.4501 | 482.5129 | 485.3042 | 473.1641 | 0 | 0 | 473.1337 | 650.9132 | 0 | 0 | 0 | 2.2471 | 470.8865 | 659.3642 | 388.4272 | 386.48504638671875
7964 | 2021-11-28 19:00 | 0 |  | 0 | 18.6861 | 6.3788 | 0.2
7965 | 2021-11-28 20:00 | 0 |  | 0 | 18.1951 | 4.4021 | 0.2
7966 | 2021-11-28 21:00 | 0 |  | 0 | 17.6117 | 3.1654 | 0.2
7967 | 2021-11-28 22:00 | 0 |  | 0 | 16.7465 | 3.4008 | 0.2
7968 | 2021-11-28 23:00 | 0 |  | 0 | 16.5582 | 2.8163 | 0.2
7969 | 2021-11-29 | 0 |  | 0 | 16.3879 | 2.7483 | 0.2
7970 | 2021-11-29 01:00 | 0 |  | 0 | 16.0238 | 3 | 0.2
7971 | 2021-11-29 02:00 | 0 |  | 0 | 15.7133 | 2.6913 | 0.2
7972 | 2021-11-29 03:00 | 0 |  | 0 | 15.4745 | 2.2646 | 0.2
7973 | 2021-11-29 04:00 | 0 |  | 0 | 15.6258 | 2.2846 | 0.2
7974 | 2021-11-29 05:00 | 41.45 |  | 36.6667 | 16.048 | 2.9425 | 0.2 | 7.5022 | 110.5206 | 83.1548 | 0 |  | 41.45 | 4.3594 | 36.3035 | 0.009591 | 4.3594 | 36.3035 | 0.0084972 | 2.7584 | 34.523 | 0 | 36.5358 | 36.5344 | 4210.665 | 17.9719 | 3578.1323 | 3654.7244 | 3451.3599 | 0 | 0 | 3450.1348 | 742.8249 | 0 | 0 | 0 | 0 | 3450.1348 | 742.8249 | 2941.6804 | 2926.971923828125
7975 | 2021-11-29 06:00 | 142.35 |  | 133.15 | 16.7624 | 3.8338 | 0.2 | 19.9296 | 103.9878 | 70.6821 | 0 |  | 142.35 | 8.9159 | 134.0347 | 0.032938 | 8.9159 | 134.0347 | 0.029181 | 8.0121 | 127.4683 | 0 | 132.7708 | 132.7819 | 15303.926 | 23.4769 | 14594.537 | 14661.815 | 14062.789 | 0 | 0 | 14043.638 | 771.0847 | 0 | 0 | 0 | 0 | 14043.638 | 771.0847 | 13208.125 | 13142.084
7976 | 2021-11-29 07:00 | 275.6167 |  | 250.0667 | 17.6959 | 3.6929 | 0.2 | 32.7066 | 97.727 | 57.864 | 0 |  | 275.6167 | 25.1222 | 252.1863 | 0.063774 | 25.1222 | 252.1863 | 0.056501 | 24.014 | 239.8306 | 0 | 258.5677 | 258.5712 | 29800.006 | 30.8554 | 29281.184 | 28762.695 | 27637.537 | 0 | 0 | 27562 | 763.012 | 0 | 0 | 0 | 0 | 27562 | 763.012 | 26683.01 | 26549.5938
7977 | 2021-11-29 08:00 | 411.6333 |  | 352.45 | 18.7651 | 2.8904 | 0.2 | 45.676 | 91.0668 | 44.8585 | 0 |  | 411.6333 | 58.5849 | 355.9638 | 0.095246 | 58.5849 | 355.9638 | 0.084384 | 57.3777 | 338.5241 | 0 | 387.9838 | 388.0031 | 44718.63 | 39.2462 | 44472.527 | 42578.402 | 41023.652 | 0 | 0 | 40855.5 | 753.4876 | 0 | 0 | 0 | 0 | 40855.5 | 753.4876 | 39784.59 | 39585.668
7978 | 2021-11-29 09:00 | 512.05 |  | 392.25 | 19.7576 | 3.1088 | 0.2 | 58.6643 | 82.6742 | 31.8425 | 0 |  | 512.05 | 119.0693 | 391.5906 | 0.11848 | 119.0693 | 391.5906 | 0.10497 | 118.0098 | 372.4024 | 0 | 480.604 | 480.6442 | 55395.617 | 44.878 | 55353.42 | 52065.887 | 50080.496 | 0 | 0 | 49821.42 | 739.5191 | 0 | 0 | 0 | 0 | 49821.42 | 739.5191 | 48540.51 | 48297.8125
7979 | 2021-11-29 10:00 | 510.8167 |  | 446.2833 | 20.507 | 3.4992 | 0.2 | 71.2798 | 68.1556 | 19.2232 | 0 |  | 510.8167 | 64.3213 | 451.1807 | 0.1182 | 64.3213 | 451.1807 | 0.10472 | 64.1305 | 429.0783 | 0 | 483.3446 | 483.3464 | 55706.93 | 45.3238 | 55670.65 | 52290.39 | 50275.05 | 0 | 0 | 50003.883 | 727.0386 | 0 | 0 | 0 | 0 | 50003.883 | 727.0386 | 48718.793 | 48475.1992
7980 | 2021-11-29 11:00 | 554.4667 |  | 476.2167 | 21.1258 | 3.3388 | 0.2 | 81.1012 | 22.7121 | 9.1965 | 0 |  | 554.4667 | 78.1641 | 481.9564 | 0.1283 | 78.1641 | 481.9564 | 0.11366 | 78.1122 | 458.3479 | 0 | 525.7308 | 525.7294 | 60591.062 | 48.3165 | 60644.33 | 56418.203 | 54619.867 | 0 | 0 | 54301.992 | 728.29 | 0 | 0 | 0 | 0 | 54301.992 | 728.29 | 52919.51 | 52654.918
7981 | 2021-11-29 12:00 | 502.6167 |  | 455 | 21.5256 | 3.3363 | 0.2 | 76.8953 | 306.399 | 12.4024 | 0 |  | 502.6167 | 47.6526 | 460.3866 | 0.1163 | 47.6526 | 460.3866 | 0.10304 | 47.5907 | 437.8356 | 0 | 475.7178 | 475.7119 | 54825.945 | 46.1322 | 54773.215 | 51312.23 | 49913.516 | 0 | 0 | 49648.16 | 729.774 | 0 | 0 | 0 | 0 | 49648.16 | 729.774 | 48371.223 | 48129.3672
7982 | 2021-11-29 13:00 | 448.4667 |  | 409.9667 | 21.7368 | 3.7425 | 0.2 | 64.9642 | 283.045 | 24.5684 | 0 |  | 448.4667 | 38.5944 | 414.5594 | 0.10377 | 38.5944 | 414.5594 | 0.091935 | 38.3995 | 394.2535 | 0 | 423.9999 | 423.997 | 48867.445 | 43.2667 | 48701.047 | 46039.125 | 44603.516 | 0 | 0 | 44395.594 | 736.887 | 0 | 0 | 0 | 0 | 44395.594 | 736.887 | 43240.69 | 43024.4883
7983 | 2021-11-29 14:00 | 359.55 |  | 338.25 | 21.7506 | 4.7733 | 0.2 | 52.0787 | 272.6373 | 37.544 | 0 |  | 359.55 | 21.3884 | 336.9334 | 0.083195 | 21.3884 | 336.9334 | 0.073707 | 21.1078 | 320.4278 | 0 | 334.7048 | 334.7003 | 38574.832 | 37.9674 | 38212.363 | 36725.812 | 35464.523 | 0 | 0 | 35338.453 | 751.8997 | 0 | 0 | 0 | 0 | 35338.453 | 751.8997 | 34373.742 | 34201.875
7984 | 2021-11-29 15:00 | 245.8833 |  | 228.1167 | 21.5034 | 4.0938 | 0.2 | 39.0787 | 265.3744 | 50.6056 | 0 |  | 245.8833 | 17.8744 | 229.7948 | 0.056894 | 17.8744 | 229.7948 | 0.050406 | 17.3589 | 218.5382 | 0 | 231.1792 | 231.1809 | 26643.938 | 33.0563 | 26073.729 | 25435.695 | 24671.758 | 0 | 0 | 24610.545 | 755.3375 | 0 | 0 | 0 | 0 | 24610.545 | 755.3375 | 23753.857 | 23635.0879
7985 | 2021-11-29 16:00 | 137.3167 |  | 137.1833 | 21.0414 | 3.5067 | 0.2 | 26.1958 | 259.0177 | 63.5454 | 0 |  | 137.3167 | 0.1345 | 136.482 | 0.031773 | 0.1345 | 136.482 | 0.02815 | 0.12612 | 129.7957 | 0 | 127.3234 | 127.3227 | 14674.708 | 27.5763 | 13961.11 | 13848.741 | 13234.707 | 0 | 0 | 13217.292 | 758.6616 | 0 | 0 | 0 | 0 | 13217.292 | 758.6616 | 12405.428 | 12343.4004
7986 | 2021-11-29 17:00 | 57.6167 |  | 57.5167 | 20.4649 | 2.6154 | 0.2 | 13.5853 | 252.6814 | 76.2163 | 0 |  | 57.6167 | 0.1014 | 57.1704 | 0.013332 | 0.1014 | 57.1704 | 0.011811 | 0.085184 | 54.3695 | 0 | 53.3655 | 53.3655 | 6150.517 | 23.3173 | 5466.952 | 5495.4937 | 5291.132 | 0 | 0 | 5288.217 | 740.2296 | 0 | 0 | 0 | 0 | 5288.217 | 740.2296 | 4599.394 | 4576.397
7987 | 2021-11-29 18:00 | 2.2667 |  | 2.2667 | 19.8252 | 2.775 | 0.2 | 1.4221 | 245.8004 | 88.4491 | 0 |  | 2.2667 | 0 | 2.3781 | 0.00052448 | 0 | 2.3781 | 0.00046466 | 0 | 2.2616 | 0 | 2.2163 | 2.2165 | 255.4545 | 19.9428 | 43.0033 | 42.7863 | 42.6534 | 0 | 0 | 42.6516 | 242.6383 | 0 | 0 | 0 | 42.6516 | 0 | 650 | 0 | 0
7988 | 2021-11-29 19:00 | 0 |  | 0 | 19.0563 | 2.4042 | 0.2
7989 | 2021-11-29 20:00 | 0 |  | 0 | 18.2659 | 1.8921 | 0.2
7990 | 2021-11-29 21:00 | 0 |  | 0 | 17.4755 | 1.3654 | 0.2
7991 | 2021-11-29 22:00 | 0 |  | 0 | 16.6852 | 1.2612 | 0.2
7992 | 2021-11-29 23:00 | 0 |  | 0 | 15.9126 | 1.4758 | 0.2
7993 | 2021-11-30 | 0 |  | 0 | 15.2195 | 1.1017 | 0.2
7994 | 2021-11-30 01:00 | 0 |  | 0 | 14.4032 | 1.295 | 0.2
7995 | 2021-11-30 02:00 | 0 |  | 0 | 13.8709 | 2.1192 | 0.2
7996 | 2021-11-30 03:00 | 0 |  | 0 | 13.5231 | 2.5 | 0.2
7997 | 2021-11-30 04:00 | 0 |  | 0 | 13.4894 | 2.2396 | 0.2
7998 | 2021-11-30 05:00 | 77.4667 |  | 46.1667 | 14.1555 | 2.1492 | 0.2 | 7.5101 | 110.7066 | 83.1484 | 0 |  | 77.4667 | 28.5225 | 45.4211 | 0.017925 | 28.5225 | 45.4211 | 0.015881 | 18.0591 | 43.1899 | 0 | 60.024 | 60.025 | 6917.9575 | 17.4326 | 6233.5645 | 6372.31 | 5629.3613 | 0 | 0 | 5626.127 | 761.8907 | 0 | 0 | 0 | 0 | 5626.127 | 761.8907 | 4910.9927 | 4886.4375
7999 | 2021-11-30 06:00 | 259.7333 |  | 109.9333 | 15.4078 | 2.4217 | 0.2 | 19.9243 | 104.1838 | 70.689 | 0 |  | 259.7333 | 145.1589 | 109.5618 | 0.060099 | 145.1589 | 109.5618 | 0.053245 | 130.4378 | 104.1881 | 0 | 229.9334 | 229.9609 | 26503.465 | 27.8082 | 25933.207 | 25697.672 | 24290.45 | 0 | 0 | 24234.193 | 769.4753 | 0 | 0 | 0 | 0 | 24234.193 | 769.4753 | 23369.3 | 23252.4531
8000 | 2021-11-30 07:00 | 471.5 |  | 157.85 | 16.9239 | 2.92 | 0.2 | 32.6923 | 97.9451 | 57.8803 | 0 |  | 471.5 | 308.3758 | 158.3043 | 0.1091 | 308.3758 | 158.3043 | 0.096657 | 294.7598 | 150.5429 | 0 | 436.3966 | 436.2187 | 50274.965 | 39.9191 | 50135.387 | 47889.496 | 45767.168 | 0 | 0 | 45554.703 | 747.9379 | 0 | 0 | 0 | 0 | 45554.703 | 747.9379 | 44372.605 | 44150.7422
8001 | 2021-11-30 08:00 | 645.9167 |  | 232.25 | 18.4805 | 3.5942 | 0.2 | 45.6573 | 91.3287 | 44.8796 | 0 |  | 645.9167 | 409.4603 | 232.7476 | 0.14946 | 409.4603 | 232.7476 | 0.13241 | 401.0125 | 221.3399 | 0 | 609.9053 | 609.9017 | 70292.02 | 49.6601 | 70504.04 | 65299.39 | 62570.535 | 0 | 0 | 62151.39 | 727.1223 | 0 | 0 | 0 | 0 | 62151.39 | 727.1223 | 60596.39 | 60293.4102
8002 | 2021-11-30 09:00 | 794.7667 |  | 294.5 | 19.9583 | 4.1733 | 0.2 | 58.6488 | 83.0263 | 31.8611 | 0 |  | 794.7667 | 497.1908 | 295.4814 | 0.1839 | 497.1908 | 295.4814 | 0.16293 | 492.7605 | 281.0018 | 0 | 758.2871 | 758.2629 | 87391.32 | 57.7143 | 87790.48 | 79154.52 | 76000.63 | 0 | 0 | 75345.97 | 705.2241 | 0 | 0 | 0 | 0 | 75345.97 | 705.2241 | 73301.26 | 72934.75
8003 | 2021-11-30 10:00 | 920.05 |  | 322 | 21.3017 | 3.8696 | 0.2 | 71.2885 | 68.727 | 19.2201 | 0 |  | 920.05 | 596.0575 | 323.3901 | 0.21289 | 596.0575 | 323.3901 | 0.18861 | 594.2892 | 307.5457 | 0 | 883.7982 | 883.8083 | 101860.984 | 65.9214 | 102279.46 | 89596.05 | 86669.58 | 0 | 0 | 85764.07 | 681.9734 | 0 | 0 | 0 | 0 | 85764.07 | 681.9734 | 83287.97 | 82871.5234
8004 | 2021-11-30 11:00 | 946.6667 |  | 368.2833 | 22.379 | 2.7325 | 0.2 | 81.2223 | 23.6081 | 9.1041 | 0 |  | 946.6667 | 577.7223 | 370.3487 | 0.21905 | 577.7223 | 370.3487 | 0.19406 | 577.3465 | 352.2071 | 0 | 910.9625 | 910.9446 | 104989.26 | 70.8107 | 105393.65 | 90701.336 | 88431.12 | 0 | 0 | 87427.945 | 663.3928 | 0 | 0 | 0 | 3.5797 | 87424.37 | 664.1924 | 84876.17 | 84451.7891
8005 | 2021-11-30 12:00 | 968.85 |  | 337.3 | 23.2025 | 2.2396 | 0.2 | 77.0656 | 306.0992 | 12.2367 | 0 |  | 968.85 | 631.9965 | 339.5275 | 0.22418 | 631.9965 | 339.5275 | 0.19861 | 631.1967 | 322.8985 | 0 | 935.0133 | 934.9694 | 107757.99 | 74.0389 | 108139.26 | 91935.69 | 89319.914 | 0 | 0 | 88280.414 | 656.9861 | 0 | 0 | 0 | 139.9567 | 88140.46 | 661.5606 | 85560.89 | 85133.0859
8006 | 2021-11-30 13:00 | 865.4833 |  | 314.1 | 23.615 | 2.2338 | 0.2 | 65.1078 | 282.7768 | 24.4295 | 0 |  | 865.4833 | 552.7062 | 316.7337 | 0.20026 | 552.7062 | 316.7337 | 0.17742 | 549.949 | 301.2228 | 0 | 834.1483 | 834.1199 | 96135.02 | 68.98 | 96563.3 | 83659.31 | 81467.69 | 0 | 0 | 80636.81 | 669.4746 | 0 | 0 | 0 | 0 | 80636.81 | 669.4746 | 78377.53 | 77985.6484
8007 | 2021-11-30 14:00 | 723.4 |  | 273.8333 | 23.745 | 2.9467 | 0.2 | 52.2155 | 272.4399 | 37.4105 | 0 |  | 723.4 | 451.4047 | 276.3025 | 0.16738 | 451.4047 | 276.3025 | 0.1483 | 445.5329 | 262.7726 | 0 | 694.1394 | 694.0424 | 79990.086 | 60.2869 | 80326.87 | 71780.58 | 69312.2 | 0 | 0 | 68751.31 | 695.5057 | 0 | 0 | 0 | 0 | 68751.31 | 695.5057 | 66961.016 | 66626.2109
8008 | 2021-11-30 15:00 | 548.2667 |  | 214.0833 | 23.4853 | 2.8292 | 0.2 | 39.2163 | 265.2197 | 50.4706 | 0 |  | 548.2667 | 336.182 | 216.1503 | 0.12686 | 336.182 | 216.1503 | 0.11239 | 326.563 | 205.5666 | 0 | 521.487 | 521.51 | 60106.25 | 51.0904 | 60149.9 | 55433.004 | 53081.484 | 0 | 0 | 52774.586 | 725.1216 | 0 | 0 | 0 | 0 | 52774.586 | 725.1216 | 51426.477 | 51169.3438
8009 | 2021-11-30 16:00 | 354.7667 |  | 145.2833 | 22.8919 | 2.1671 | 0.2 | 26.3377 | 258.8899 | 63.4056 | 0 |  | 354.7667 | 211.2727 | 146.7859 | 0.082088 | 211.2727 | 146.7859 | 0.072726 | 198.2278 | 139.5991 | 0 | 331.0704 | 331.0051 | 38148.94 | 40.9488 | 37778.785 | 35959.17 | 34713.227 | 0 | 0 | 34587.38 | 738.8262 | 0 | 0 | 0 | 0 | 34587.38 | 738.8262 | 33632.363 | 33464.1992
8010 | 2021-11-30 17:00 | 154.7167 |  | 84.5667 | 21.8786 | 1.7783 | 0.2 | 13.7336 | 252.5727 | 76.0698 | 0 |  | 154.7167 | 71.1119 | 85.4563 | 0.035799 | 71.1119 | 85.4563 | 0.031717 | 59.8933 | 81.2728 | 0 | 138.3428 | 138.2763 | 15937.026 | 29.5565 | 15233.022 | 15016.217 | 14351.932 | 0 | 0 | 14331.131 | 754.9725 | 0 | 0 | 0 | 0 | 14331.131 | 754.9725 | 13488.139 | 13420.6982
8011 | 2021-11-30 18:00 | 6.5 |  | 6.5 | 20.759 | 1.3404 | 0.2 | 1.5784 | 245.7073 | 88.2944 | 0 |  | 6.5 | 0 | 6.6412 | 0.001504 | 0 | 6.6412 | 0.0013325 | 0 | 6.3157 | 0 | 6.1894 | 6.1896 | 713.3484 | 21.1096 | 322.65 | 322.6634 | 316.2144 | 0 | 0 | 316.1996 | 621.8052 | 0 | 0 | 0 | 9.4782 | 306.7214 | 649.9995 | 252.541 | 251.2782440185547
8012 | 2021-11-30 19:00 | 0 |  | 0 | 20.1955 | 1.1138 | 0.2
8013 | 2021-11-30 20:00 | 0 |  | 0 | 19.7319 | 1.025 | 0.2
8014 | 2021-11-30 21:00 | 0 |  | 0 | 19.2683 | 1.0388 | 0.2
8015 | 2021-11-30 22:00 | 0 |  | 0 | 18.8046 | 0.78792 | 0.2
8016 | 2021-11-30 23:00 | 0 |  | 0 | 18.4123 | 1.0096 | 0.2
8017 | 2021-12-01 | 0 |  | 0 | 18.4634 | 1.3242 | 0.2
8018 | 2021-12-01 01:00 | 0 |  | 0 | 18.5866 | 1.2258 | 0.2
8019 | 2021-12-01 02:00 | 0 |  | 0 | 18.6604 | 1.1517 | 0.2
8020 | 2021-12-01 03:00 | 0 |  | 0 | 18.7053 | 0.87583 | 0.2
8021 | 2021-12-01 04:00 | 0 |  | 0 | 18.7768 | 0.99833 | 0.2
8022 | 2021-12-01 05:00 | 54.9 |  | 46.5 | 19.2568 | 1.1379 | 0.2 | 7.5124 | 110.8878 | 83.1475 | 0 |  | 54.9 | 7.6532 | 45.9281 | 0.012703 | 7.6532 | 45.9281 | 0.011254 | 4.8473 | 43.6749 | 0 | 47.5517 | 47.5826 | 5483.891 | 21.9769 | 4816.344 | 4860.181 | 4559.43 | 0 | 0 | 4557.2856 | 741.2866 | 0 | 0 | 0 | 0 | 4557.2856 | 741.2866 | 3932.6523 | 3912.989013671875
8023 | 2021-12-01 06:00 | 168.2333 |  | 124.4 | 20.1182 | 0.93875 | 0.2 | 19.9138 | 104.3743 | 70.7012 | 0 |  | 168.2333 | 42.4708 | 123.6215 | 0.038927 | 42.4708 | 123.6215 | 0.034488 | 38.1597 | 117.5611 | 0 | 152.6064 | 152.6435 | 17592.418 | 28.9238 | 16903.193 | 16696.695 | 16075.757 | 0 | 0 | 16050.126 | 758.0397 | 0 | 0 | 0 | 0 | 16050.126 | 758.0397 | 15170.468 | 15094.6152
8024 | 2021-12-01 07:00 | 358.3167 |  | 226 | 21.3516 | 0.9725 | 0.2 | 32.6728 | 98.1568 | 57.9016 | 0 |  | 358.3167 | 130.0823 | 225.3054 | 0.082909 | 130.0823 | 225.3054 | 0.073454 | 124.3312 | 214.261 | 0 | 331.8204 | 331.8744 | 38249.12 | 40.4672 | 37880.848 | 36111.13 | 34666.938 | 0 | 0 | 34542.824 | 741.5059 | 0 | 0 | 0 | 0 | 34542.824 | 741.5059 | 33588.402 | 33420.457
8025 | 2021-12-01 08:00 | 498.65 |  | 370.35 | 22.6299 | 1.5071 | 0.2 | 45.6333 | 91.5824 | 44.9059 | 0 |  | 498.65 | 126.9881 | 369.0597 | 0.11538 | 126.9881 | 369.0597 | 0.10222 | 124.364 | 350.9727 | 0 | 465.83 | 465.776 | 53681.637 | 48.8135 | 53607.203 | 49774.625 | 47517.99 | 0 | 0 | 47274.367 | 725.1363 | 0 | 0 | 0 | 0 | 47274.367 | 725.1363 | 46052.2 | 45821.9375
8026 | 2021-12-01 09:00 | 624.7 |  | 348.9333 | 23.8724 | 2.2425 | 0.2 | 58.6277 | 83.3674 | 31.8852 | 0 |  | 624.7 | 274.0577 | 349.0188 | 0.14455 | 274.0577 | 349.0188 | 0.12806 | 271.6113 | 331.9162 | 0 | 591.457 | 591.4717 | 68166.82 | 56.0278 | 68347.67 | 61971.883 | 60082.223 | 0 | 0 | 59675.945 | 706.9672 | 0 | 0 | 0 | 0 | 59675.945 | 706.9672 | 58174.61 | 57883.7383
8027 | 2021-12-01 10:00 | 712.1333 |  | 434.1333 | 25.1162 | 3.1821 | 0.2 | 71.29 | 69.2837 | 19.2237 | 0 |  | 712.1333 | 277.0613 | 434.6701 | 0.16478 | 277.0613 | 434.6701 | 0.14599 | 276.2388 | 413.3735 | 0 | 675.8201 | 675.8378 | 77894.57 | 60.3205 | 78208.56 | 69878.76 | 67272.664 | 0 | 0 | 66750.65 | 697.3279 | 0 | 0 | 0 | 0 | 66750.65 | 697.3279 | 65034.668 | 64709.4961
8028 | 2021-12-01 11:00 | 704.85 |  | 484.8833 | 26.0768 | 3.45 | 0.2 | 81.334 | 24.5255 | 9.0208 | 0 |  | 704.85 | 219.7055 | 485.2233 | 0.16309 | 219.7055 | 485.2233 | 0.14449 | 219.5655 | 461.4529 | 0 | 667.398 | 667.3917 | 76919.31 | 60.4199 | 77222.62 | 68978.71 | 66632.67 | 0 | 0 | 66116.24 | 697.1658 | 0 | 0 | 0 | 0 | 66116.24 | 697.1658 | 64423.55 | 64101.4336
8029 | 2021-12-01 12:00 | 667.7833 |  | 444 | 26.7354 | 3.2171 | 0.2 | 77.2327 | 305.8221 | 12.0739 | 0 |  | 667.7833 | 223.9313 | 445.5796 | 0.15452 | 223.9313 | 445.5796 | 0.13689 | 223.655 | 423.7547 | 0 | 634.4615 | 634.4714 | 73122.03 | 59.7324 | 73375.86 | 65693.96 | 63937.086 | 0 | 0 | 63453.176 | 694.1789 | 0 | 0 | 0 | 0 | 63453.176 | 694.1789 | 61856.78 | 61547.5
8030 | 2021-12-01 13:00 | 592.95 |  | 433.75 | 27.1115 | 2.5404 | 0.2 | 65.2504 | 282.5229 | 24.2916 | 0 |  | 592.95 | 159.5739 | 434.4788 | 0.1372 | 159.5739 | 434.4788 | 0.12155 | 158.7875 | 413.198 | 0 | 560.5458 | 560.5521 | 64604.125 | 57.1756 | 64726.727 | 58450.56 | 56405.12 | 0 | 0 | 56043.98 | 705.898 | 0 | 0 | 0 | 0 | 56043.98 | 705.898 | 54622.62 | 54349.5078
8031 | 2021-12-01 14:00 | 509.8167 |  | 395.9 | 27.2473 | 2.5742 | 0.2 | 52.3518 | 272.2532 | 37.2775 | 0 |  | 509.8167 | 114.3756 | 396.5678 | 0.11796 | 114.3756 | 396.5678 | 0.10451 | 112.9006 | 377.145 | 0 | 480.2447 | 480.1798 | 55341.176 | 52.9613 | 55298.113 | 50644.887 | 49100.242 | 0 | 0 | 48832.406 | 713.5391 | 0 | 0 | 0 | 0 | 48832.406 | 713.5391 | 47574.223 | 47336.3516
8032 | 2021-12-01 15:00 | 398.45 |  | 314.4667 | 27.0893 | 2.6362 | 0.2 | 39.3533 | 265.0737 | 50.3361 | 0 |  | 398.45 | 84.479 | 314.9766 | 0.092196 | 84.479 | 314.9766 | 0.081681 | 82.0807 | 299.5505 | 0 | 373.9986 | 373.9245 | 43095.91 | 47.0568 | 42818.805 | 39968.402 | 38629.71 | 0 | 0 | 38469.33 | 727.798 | 0 | 0 | 0 | 0 | 38469.33 | 727.798 | 37455.83 | 37268.5469
8033 | 2021-12-01 16:00 | 223.6 |  | 198.5667 | 26.5168 | 2.9579 | 0.2 | 26.4788 | 258.77 | 63.2665 | 0 |  | 223.6 | 25.2441 | 200.4798 | 0.051738 | 25.2441 | 200.4798 | 0.045838 | 23.6991 | 190.6597 | 0 | 210.0716 | 210.0737 | 24211.168 | 37.5717 | 23604.084 | 22695.373 | 21807.008 | 0 | 0 | 21758.508 | 746.3556 | 0 | 0 | 0 | 0 | 21758.508 | 746.3556 | 20856.135 | 20751.8555
8034 | 2021-12-01 17:00 | 88.8833 |  | 80.2167 | 25.6784 | 3.5242 | 0.2 | 13.8808 | 252.4712 | 75.9243 | 0 |  | 88.8833 | 8.7831 | 80.5961 | 0.020566 | 8.7831 | 80.5961 | 0.018221 | 7.416 | 76.6475 | 0 | 82.3823 | 82.3824 | 9494.949 | 29.9034 | 8773.972 | 8638.416 | 8354.082 | 0 | 0 | 8346.747 | 738.8451 | 0 | 0 | 0 | 0 | 8346.747 | 738.8451 | 7497.256 | 7459.77
8035 | 2021-12-01 18:00 | 2.6 |  | 2.6 | 24.7557 | 3.0204 | 0.2 | 1.7331 | 245.6214 | 88.1412 | 0 |  | 2.6 | 0 | 2.7126 | 0.0006016 | 0 | 2.7126 | 0.00053299 | 0 | 2.5797 | 0 | 2.5281 | 2.5281 | 291.3698 | 24.8883 | 55.8514 | 55.8454 | 55.6967 | 0 | 0 | 55.6944 | 276.6819 | 0 | 0 | 0 | 55.6944 | 0 | 650 | 0 | 0
8036 | 2021-12-01 19:00 | 0 |  | 0 | 23.9553 | 1.8713 | 0.2
8037 | 2021-12-01 20:00 | 0 |  | 0 | 23.2961 | 1.0792 | 0.2
8038 | 2021-12-01 21:00 | 0 |  | 0 | 22.6184 | 0.87417 | 0.2
8039 | 2021-12-01 22:00 | 0 |  | 0 | 21.9338 | 1.1967 | 0.2
8040 | 2021-12-01 23:00 | 0 |  | 0 | 21.2452 | 1.6692 | 0.2
8041 | 2021-12-02 | 0 |  | 0 | 20.5249 | 2.4346 | 0.2
8042 | 2021-12-02 01:00 | 0 |  | 0 | 19.7003 | 2.375 | 0.2
8043 | 2021-12-02 02:00 | 0 |  | 0 | 18.7545 | 2.525 | 0.2
8044 | 2021-12-02 03:00 | 0 |  | 0 | 19.0361 | 2.4112 | 0.2
8045 | 2021-12-02 04:00 | 0 |  | 0 | 19.1312 | 2.8225 | 0.2
8046 | 2021-12-02 05:00 | 56.7167 |  | 46.3 | 19.4275 | 2.8758 | 0.2 | 7.5093 | 111.064 | 83.152 | 0 |  | 56.7167 | 9.4882 | 45.7314 | 0.013123 | 9.4882 | 45.7314 | 0.011627 | 6.0096 | 43.4879 | 0 | 48.5076 | 48.5252 | 5592.619 | 21.9906 | 4923.004 | 4967.9253 | 4645.808 | 0 | 0 | 4643.596 | 744.4114 | 0 | 0 | 0 | 0 | 4643.596 | 744.4114 | 4010.8652 | 3990.811
8047 | 2021-12-02 06:00 | 118.6167 |  | 113.9833 | 19.8141 | 2.8467 | 0.2 | 19.8981 | 104.5592 | 70.7184 | 0 |  | 118.6167 | 4.4888 | 113.1446 | 0.027446 | 4.4888 | 113.1446 | 0.024316 | 4.0326 | 107.6001 | 0 | 109.4 | 109.4065 | 12609.366 | 25.6007 | 11886.191 | 11863.679 | 11472.007 | 0 | 0 | 11458.846 | 757.0303 | 0 | 0 | 0 | 0 | 11458.846 | 757.0303 | 10624.696 | 10571.5723
8048 | 2021-12-02 07:00 | 235.15 |  | 221.3333 | 20.3519 | 3.6313 | 0.2 | 32.6483 | 98.3618 | 57.928 | 0 |  | 235.15 | 13.5824 | 219.8442 | 0.05441 | 13.5824 | 219.8442 | 0.048205 | 12.9809 | 209.0713 | 0 | 217.6112 | 217.6125 | 25080.691 | 31.458 | 24486.45 | 24005.787 | 22999.537 | 0 | 0 | 22947.793 | 764.578 | 0 | 0 | 0 | 0 | 22947.793 | 764.578 | 22059.852 | 21949.5527
8049 | 2021-12-02 08:00 | 324.0833 |  | 282.2667 | 20.9435 | 4.1596 | 0.2 | 45.6042 | 91.8279 | 44.9372 | 0 |  | 324.0833 | 41.3868 | 284.3528 | 0.074988 | 41.3868 | 284.3528 | 0.066436 | 40.5299 | 270.4218 | 0 | 304.7327 | 304.7352 | 35121.76 | 36.1266 | 34695.883 | 33534.562 | 32567.633 | 0 | 0 | 32460.459 | 750.765 | 0 | 0 | 0 | 0 | 32460.459 | 750.765 | 31535.451 | 31377.7734
8050 | 2021-12-02 09:00 | 558.45 |  | 435.75 | 21.7611 | 4.4588 | 0.2 | 58.6009 | 83.6974 | 31.9148 | 0 |  | 558.45 | 121.9338 | 434.8891 | 0.12922 | 121.9338 | 434.8891 | 0.11448 | 120.8429 | 413.579 | 0 | 523.7335 | 523.76 | 60364.35 | 47.5041 | 60413.39 | 56351.266 | 54432.492 | 0 | 0 | 54118.566 | 730.3912 | 0 | 0 | 0 | 0 | 54118.566 | 730.3912 | 52740.2 | 52476.5
8051 | 2021-12-02 10:00 | 635.3166 |  | 452.55 | 22.5096 | 5.0458 | 0.2 | 71.2846 | 69.8249 | 19.234 | 0 |  | 635.3166 | 182.1415 | 452.3231 | 0.147 | 182.1415 | 452.3231 | 0.13024 | 181.6001 | 430.1617 | 0 | 599.5265 | 599.5387 | 69097.71 | 51.2004 | 69292.67 | 63860.934 | 61500.13 | 0 | 0 | 61091.97 | 723.151 | 0 | 0 | 0 | 0 | 61091.97 | 723.151 | 59559.85 | 59262.0508
8052 | 2021-12-02 11:00 | 626.2667 |  | 452.4167 | 23.0328 | 5.3613 | 0.2 | 81.4362 | 25.4617 | 8.9464 | 0 |  | 626.2667 | 173.6362 | 452.7709 | 0.14491 | 173.6362 | 452.7709 | 0.12838 | 173.5275 | 430.5902 | 0 | 592.0353 | 592.03 | 68232.89 | 50.9606 | 68414.68 | 63103.13 | 60826.766 | 0 | 0 | 60427.797 | 722.0604 | 0 | 0 | 0 | 0 | 60427.797 | 722.0604 | 58910.09 | 58615.5391
8053 | 2021-12-02 12:00 | 534.05 |  | 440.3833 | 23.1906 | 5.3033 | 0.2 | 77.3969 | 305.5687 | 11.9141 | 0 |  | 534.05 | 93.7244 | 445.3676 | 0.12357 | 93.7244 | 445.3676 | 0.10948 | 93.6117 | 423.552 | 0 | 506.8205 | 506.821 | 58413.15 | 47.1619 | 58426.777 | 54555.32 | 52443.773 | 0 | 0 | 52152.812 | 733.0877 | 0 | 0 | 0 | 0 | 52152.812 | 733.0877 | 50818.773 | 50564.6797
8054 | 2021-12-02 13:00 | 338.1333 |  | 311.8833 | 23.1161 | 4.6792 | 0.2 | 65.3918 | 282.2837 | 24.1546 | 0 |  | 338.1333 | 26.3104 | 314.2724 | 0.078239 | 26.3104 | 314.2724 | 0.069317 | 26.1823 | 298.8778 | 0 | 318.5589 | 318.5439 | 36711.16 | 38.6164 | 36314.223 | 34826.562 | 33708.824 | 0 | 0 | 33592.668 | 746.3793 | 0 | 0 | 0 | 0 | 33592.668 | 746.3793 | 32651.217 | 32487.9609
8055 | 2021-12-02 14:00 | 68.5333 |  | 68.5333 | 22.7368 | 4.2204 | 0.2 | 52.4874 | 272.0773 | 37.1449 | 0 |  | 68.5333 | 0 | 68.1374 | 0.015858 | 0 | 68.1374 | 0.014049 | 0 | 64.7991 | 0 | 63.5031 | 63.503 | 7318.8887 | 25.892 | 6616.7207 | 6598.2695 | 6311.75 | 0 | 0 | 6307.62 | 742.5068 | 0 | 0 | 0 | 0 | 6307.62 | 742.5068 | 5545.89 | 5518.1606
8056 | 2021-12-02 15:00 | 104.9333 |  | 104.9333 | 22.3148 | 2.9438 | 0.2 | 39.4897 | 264.9366 | 50.2019 | 0 |  | 104.9333 | 0 | 104.3317 | 0.02428 | 0 | 104.3317 | 0.021511 | 0 | 99.2201 | 0 | 97.2357 | 97.2358 | 11206.782 | 27.435 | 10481.696 | 10401.705 | 10014.207 | 0 | 0 | 10004.099 | 752.4384 | 0 | 0 | 0 | 0 | 10004.099 | 752.4384 | 9140.326 | 9094.625
8057 | 2021-12-02 16:00 | 111.3 |  | 111.3 | 21.9483 | 2.8379 | 0.2 | 26.6191 | 258.6579 | 63.128 | 0 |  | 111.3 | 0 | 110.68 | 0.025753 | 0 | 110.68 | 0.022816 | 0 | 105.2576 | 0 | 103.1525 | 103.1519 | 11888.485 | 27.4063 | 11163.796 | 11079.577 | 10647.418 | 0 | 0 | 10635.965 | 752.8902 | 0 | 0 | 0 | 0 | 10635.965 | 752.8902 | 9780.218 | 9731.3164
8058 | 2021-12-02 17:00 | 91.15 |  | 82.8667 | 21.5769 | 2.6992 | 0.2 | 14.0269 | 252.3771 | 75.7798 | 0 |  | 91.15 | 8.3925 | 83.2831 | 0.021091 | 8.3925 | 83.2831 | 0.018686 | 7.1034 | 79.203 | 0 | 84.5802 | 84.5737 | 9747.395 | 26.0802 | 9025.382 | 8994.403 | 8643.658 | 0 | 0 | 8636.03 | 749.8248 | 0 | 0 | 0 | 0 | 8636.03 | 749.8248 | 7780.361 | 7741.459
8059 | 2021-12-02 18:00 | 5.0167 |  | 5.0167 | 21.1158 | 3.0596 | 0.2 | 1.8861 | 245.5425 | 87.9896 | 0 |  | 5.0167 | 0 | 5.1637 | 0.0011608 | 0 | 5.1637 | 0.0010284 | 0 | 4.9107 | 0 | 4.8125 | 4.8125 | 554.6522 | 21.3679 | 200.1712 | 199.5328 | 197.9423 | 0 | 0 | 197.9347 | 543.1355 | 0 | 0 | 0 | 29.0104 | 168.9243 | 649.9996 | 138.8681 | 138.17373657226562
8060 | 2021-12-02 19:00 | 0 |  | 0 | 20.9713 | 3.1896 | 0.2
8061 | 2021-12-02 20:00 | 0 |  | 0 | 20.6276 | 2.7267 | 0.2
8062 | 2021-12-02 21:00 | 0 |  | 0 | 20.6367 | 2.9579 | 0.2
8063 | 2021-12-02 22:00 | 0 |  | 0 | 20.5317 | 3.7658 | 0.2
8064 | 2021-12-02 23:00 | 0 |  | 0 | 20.3309 | 4.9192 | 0.2
8065 | 2021-12-03 | 0 |  | 0 | 20.4519 | 5.1 | 0.2
8066 | 2021-12-03 01:00 | 0 |  | 0 | 20.4792 | 5.0154 | 0.2
8067 | 2021-12-03 02:00 | 0 |  | 0 | 20.7299 | 4.4421 | 0.2
8068 | 2021-12-03 03:00 | 0 |  | 0 | 20.7956 | 4.0154 | 0.2
8069 | 2021-12-03 04:00 | 0 |  | 0 | 20.9358 | 3.6904 | 0.2
8070 | 2021-12-03 05:00 | 14.9 |  | 14.9 | 21.1318 | 3.4362 | 0.2 | 7.5008 | 111.2352 | 83.1619 | 0 |  | 14.9 | 0 | 14.8677 | 0.0034477 | 0 | 14.8677 | 0.0030545 | 0 | 14.1396 | 0 | 13.8568 | 13.8584 | 1597.2083 | 21.8454 | 1103.2858 | 1111.8024 | 1074.6838 | 0 | 0 | 1074.5405 | 679.3524 | 0 | 0 | 0 | 0 | 1074.5405 | 679.3524 | 892.4125 | 887.9503784179688
8071 | 2021-12-03 06:00 | 25.2 |  | 25.2 | 21.3732 | 3.7525 | 0.2 | 19.8773 | 104.7383 | 70.7408 | 0 |  | 25.2 | 0 | 25.0748 | 0.0058309 | 0 | 25.0748 | 0.005166 | 0 | 23.8465 | 0 | 23.3696 | 23.37 | 2693.3752 | 22.5593 | 2125.3218 | 2140.523 | 2073.281 | 0 | 0 | 2072.7803 | 706.5141 | 0 | 0 | 0 | 0 | 2072.7803 | 706.5141 | 1740.7244 | 1732.020751953125
8072 | 2021-12-03 07:00 | 139.6667 |  | 139.1833 | 21.9135 | 2.7713 | 0.2 | 32.6187 | 98.56 | 57.9593 | 0 |  | 139.6667 | 0.47511 | 138.3156 | 0.032317 | 0.47511 | 138.3156 | 0.028631 | 0.45403 | 131.5386 | 0 | 129.3527 | 129.3537 | 14908.53 | 28.7787 | 14196.381 | 14029.813 | 13325.585 | 0 | 0 | 13307.092 | 741.3899 | 0 | 0 | 0 | 0 | 13307.092 | 741.3899 | 12492.503 | 12430.041
8073 | 2021-12-03 08:00 | 63.15 |  | 63.15 | 22.1038 | 1.9429 | 0.2 | 45.57 | 92.0648 | 44.9734 | 0 |  | 63.15 | 0 | 62.7898 | 0.014612 | 0 | 62.7898 | 0.012946 | 0 | 59.7136 | 0 | 58.5193 | 58.5194 | 6744.436 | 25.3289 | 6050.533 | 6044.0894 | 5812.156 | 0 | 0 | 5808.6353 | 739.9879 | 0 | 0 | 0 | 0 | 5808.6353 | 739.9879 | 5080.1743 | 5054.7734
8074 | 2021-12-03 09:00 | 77.6667 |  | 77.6667 | 22.2754 | 1.4404 | 0.2 | 58.5688 | 84.0159 | 31.9496 | 0 |  | 77.6667 | 0 | 77.2376 | 0.017971 | 0 | 77.2376 | 0.015922 | 0 | 73.4534 | 0 | 71.9844 | 71.9843 | 8296.467 | 26.3343 | 7583.713 | 7551.8726 | 7198.848 | 0 | 0 | 7193.494 | 745.1107 | 0 | 0 | 0 | 0 | 7193.494 | 745.1107 | 6384.124 | 6352.2036
8075 | 2021-12-03 10:00 | 88.3667 |  | 87.7333 | 22.495 | 1.1413 | 0.2 | 71.2724 | 70.3498 | 19.2507 | 0 |  | 88.3667 | 0.63115 | 87.273 | 0.020447 | 0.63115 | 87.273 | 0.018115 | 0.62927 | 82.9972 | 0 | 81.954 | 81.9543 | 9445.51 | 27.1794 | 8724.767 | 8665.101 | 8320.118 | 0 | 0 | 8313.037 | 745.9838 | 0 | 0 | 0 | 0 | 8313.037 | 745.9838 | 7464.367 | 7427.0454
8076 | 2021-12-03 11:00 | 295.6167 |  | 284.2167 | 23.2277 | 0.56625 | 0.2 | 81.5288 | 26.4139 | 8.8809 | 0 |  | 295.6167 | 11.3855 | 282.9861 | 0.068402 | 11.3855 | 282.9861 | 0.060601 | 11.3785 | 269.1219 | 0 | 274.8904 | 274.8898 | 31682.307 | 39.3565 | 31195.535 | 29838.049 | 28839.229 | 0 | 0 | 28752.543 | 742.7003 | 0 | 0 | 0 | 0 | 28752.543 | 742.7003 | 27862.422 | 27723.1094
8077 | 2021-12-03 12:00 | 919.3833 |  | 365.5833 | 25.023 | 0.31375 | 0.2 | 77.5579 | 305.3401 | 11.7571 | 0 |  | 919.3833 | 554.1177 | 368.0571 | 0.21273 | 554.1177 | 368.0571 | 0.18847 | 553.4677 | 350.0305 | 0 | 885.4281 | 885.3696 | 102043 | 77.5711 | 102459.266 | 85946.625 | 83630.67 | 0 | 0 | 82694.734 | 647.6932 | 0 | 0 | 0 | 530.7601 | 82163.97 | 656.5296 | 79841.02 | 79441.8203
8078 | 2021-12-03 13:00 | 1081.4 |  | 118.1333 | 27.0148 | 0.225 | 0.2 | 65.532 | 282.0596 | 24.0187 | 0 |  | 1081.4 | 965.4367 | 119.2627 | 0.25022 | 965.4367 | 119.2627 | 0.22168 | 960.793 | 113.4219 | 0 | 1052.7307 | 1052.812 | 121341.25 | 89.7537 | 121525.18 | 97072.92 | 94108.82 | 0 | 0 | 92801.81 | 615.2658 | 0 | 0 | 0 | 6012.4 | 86789.414 | 650.0007 | 84268.9 | 83847.5547
8079 | 2021-12-03 14:00 | 951.1167 |  | 127.2167 | 28.455 | 0.3475 | 0.2 | 52.6223 | 271.9124 | 37.0129 | 0 |  | 951.1167 | 827.1257 | 128.73 | 0.22008 | 827.1257 | 128.73 | 0.19498 | 816.6416 | 122.4262 | 0 | 920.2864 | 920.1155 | 106046.52 | 82.9815 | 106436.92 | 87407.92 | 85029.625 | 0 | 0 | 84021.18 | 633.4572 | 0 | 0 | 0 | 2042.6357 | 81978.55 | 650.7314 | 79663.375 | 79265.0547
8080 | 2021-12-03 15:00 | 586.5167 |  | 184.9167 | 29.0568 | 0.7475 | 0.2 | 39.6255 | 264.8085 | 50.0683 | 0 |  | 586.5167 | 403.911 | 187.3842 | 0.13571 | 403.911 | 187.3842 | 0.12023 | 392.6216 | 178.2096 | 0 | 559.4147 | 559.3111 | 64461.742 | 61.6041 | 64581.41 | 57418.36 | 55541.168 | 0 | 0 | 55174.71 | 692.8012 | 0 | 0 | 0 | 0 | 55174.71 | 692.8012 | 53772.707 | 53503.8438
8081 | 2021-12-03 16:00 | 314.6 |  | 181.6667 | 29.0532 | 0.875 | 0.2 | 26.7586 | 258.5537 | 62.9903 | 0 |  | 314.6 | 134.0225 | 182.5522 | 0.072794 | 134.0225 | 182.5522 | 0.064492 | 125.9609 | 173.6127 | 0 | 293.5821 | 293.4853 | 33825.3 | 46.0329 | 33376.348 | 31238.787 | 29985.023 | 0 | 0 | 29887.82 | 726.9659 | 0 | 0 | 0 | 0 | 29887.82 | 726.9659 | 28989.154 | 28844.209
8082 | 2021-12-03 17:00 | 177.5 |  | 76.2 | 28.6645 | 0.825 | 0.2 | 14.1717 | 252.2903 | 75.6365 | 0 |  | 177.5 | 102.6102 | 77.0723 | 0.041071 | 102.6102 | 77.0723 | 0.036387 | 87.0528 | 73.2992 | 0 | 157.145 | 157.0533 | 18101.195 | 37.7716 | 17417.342 | 16724.354 | 15859.969 | 0 | 0 | 15833.303 | 739.4367 | 0 | 0 | 0 | 0 | 15833.303 | 739.4367 | 14957.509 | 14882.7217
8083 | 2021-12-03 18:00 | 24.8167 |  | 18.9667 | 27.9824 | 0.88708 | 0.2 | 2.0372 | 245.4708 | 87.8398 | 0 |  | 24.8167 | 2.5342 | 17.2432 | 0.0057422 | 2.5342 | 17.2432 | 0.0050874 | 0.25247 | 16.3991 | 0 | 16.3185 | 16.3159 | 1880.487 | 28.9259 | 1364.1931 | 1349.5883 | 1309.9608 | 0 | 0 | 1309.7395 | 671.9091 | 0 | 0 | 0 | 0 | 1309.7395 | 671.9091 | 1090.6152 | 1085.1622314453125
8084 | 2021-12-03 19:00 | 0 |  | 0 | 27.2479 | 0.93625 | 0.2
8085 | 2021-12-03 20:00 | 0 |  | 0 | 26.5117 | 1.1612 | 0.2
8086 | 2021-12-03 21:00 | 0 |  | 0 | 25.7755 | 1.2483 | 0.2
8087 | 2021-12-03 22:00 | 0 |  | 0 | 25.0392 | 1.5 | 0.2
8088 | 2021-12-03 23:00 | 0 |  | 0 | 24.2632 | 1.2517 | 0.2
8089 | 2021-12-04 | 0 |  | 0 | 23.2378 | 1.1517 | 0.2
8090 | 2021-12-04 01:00 | 0 |  | 0 | 22.2183 | 0.9 | 0.2
8091 | 2021-12-04 02:00 | 0 |  | 0 | 21.6169 | 1.1242 | 0.2
8092 | 2021-12-04 03:00 | 0 |  | 0 | 21.2609 | 0.96542 | 0.2
8093 | 2021-12-04 04:00 | 0 |  | 0 | 21.2699 | 0.625 | 0.2
8094 | 2021-12-04 05:00 | 91.1667 |  | 59.9333 | 21.7612 | 0.92333 | 0.2 | 7.4869 | 111.4011 | 83.1771 | 0 |  | 91.1667 | 28.43 | 58.9704 | 0.021095 | 28.43 | 58.9704 | 0.018689 | 17.9914 | 56.0743 | 0 | 72.5844 | 72.712 | 8380.482 | 25.9587 | 7677.366 | 7646.5503 | 6901.9478 | 0 | 0 | 6896.928 | 743.2966 | 0 | 0 | 0 | 0 | 6896.928 | 743.2966 | 6101.8794 | 6071.3701
8095 | 2021-12-04 06:00 | 129.7333 |  | 117.5333 | 22.2177 | 0.91292 | 0.2 | 19.8513 | 104.9115 | 70.7682 | 0 |  | 129.7333 | 11.8166 | 118.2305 | 0.030018 | 11.8166 | 118.2305 | 0.026595 | 10.6111 | 112.4387 | 0 | 120.5888 | 120.5964 | 13899.209 | 29.1828 | 13181.195 | 13009.314 | 12438.335 | 0 | 0 | 12422.758 | 753.7364 | 0 | 0 | 0 | 0 | 12422.758 | 753.7364 | 11629.946 | 11571.7959
8096 | 2021-12-04 07:00 | 341.0167 |  | 217.1833 | 23.1058 | 0.91208 | 0.2 | 32.5842 | 98.7512 | 57.9954 | 0 |  | 341.0167 | 121.7151 | 216.5326 | 0.078906 | 121.7151 | 216.5326 | 0.069908 | 116.3037 | 205.9182 | 0 | 315.7775 | 315.9042 | 36408.87 | 41.3517 | 36006.816 | 34221.93 | 32643.748 | 0 | 0 | 32535.152 | 744.4861 | 0 | 0 | 0 | 0 | 32535.152 | 744.4861 | 31609.027 | 31450.9824
8097 | 2021-12-04 08:00 | 661.5666 |  | 215.4333 | 24.5236 | 1.0112 | 0.2 | 45.5309 | 92.2931 | 45.0145 | 0 |  | 661.5666 | 441.4971 | 216.2722 | 0.15308 | 441.4971 | 216.2722 | 0.13562 | 432.3138 | 205.6716 | 0 | 625.2257 | 625.2493 | 72062.04 | 60.474 | 72299.12 | 64542.234 | 61984.62 | 0 | 0 | 61542.26 | 698.8387 | 0 | 0 | 0 | 0 | 61542.26 | 698.8387 | 60000.402 | 59700.4023
8098 | 2021-12-04 09:00 | 973.5833 |  | 144.3 | 26.2686 | 1.2104 | 0.2 | 58.5314 | 84.3227 | 31.9896 | 0 |  | 973.5833 | 824.0268 | 144.9653 | 0.22527 | 824.0268 | 144.9653 | 0.19958 | 816.6141 | 137.8618 | 0 | 935.3863 | 935.3615 | 107801.91 | 79.5644 | 108180.164 | 90039.55 | 87169.69 | 0 | 0 | 86142.84 | 643.8125 | 0 | 0 | 0 | 1142.0858 | 85000.76 | 655.7835 | 82557.484 | 82144.6953
8099 | 2021-12-04 10:00 | 821.4 |  | 388.5333 | 27.345 | 1.3887 | 0.2 | 71.2536 | 70.8575 | 19.2737 | 0 |  | 821.4 | 431.3492 | 389.8198 | 0.19006 | 431.3492 | 389.8198 | 0.16839 | 430.0608 | 370.7205 | 0 | 784.7656 | 784.7505 | 90444.44 | 71.6979 | 90860.34 | 77939.66 | 75906.4 | 0 | 0 | 75173.5 | 665.5882 | 0 | 0 | 0 | 12.2038 | 75161.3 | 666.6309 | 73123.91 | 72758.2891
8100 | 2021-12-04 11:00 | 724.3833 |  | 364.2 | 27.9202 | 1.05 | 0.2 | 81.6118 | 27.3787 | 8.8242 | 0 |  | 724.3833 | 359.7106 | 366.2362 | 0.16761 | 359.7106 | 366.2362 | 0.1485 | 359.4922 | 348.2958 | 0 | 693.6322 | 693.6195 | 79942.99 | 67.7314 | 80280.2 | 69866.59 | 67571.84 | 0 | 0 | 67016.12 | 678.5403 | 0 | 0 | 0 | 0 | 67016.12 | 678.5403 | 65290.355 | 64963.9023
8101 | 2021-12-04 12:00 | 591.3667 |  | 434.0667 | 28.1233 | 1.35 | 0.2 | 77.7159 | 305.1374 | 11.6031 | 0 |  | 591.3667 | 157.3837 | 434.7105 | 0.13683 | 157.3837 | 434.7105 | 0.12123 | 157.2036 | 413.4166 | 0 | 559.2078 | 559.1675 | 64443.7 | 59.7823 | 64563.66 | 57776.242 | 55250.36 | 0 | 0 | 54895.54 | 701.5268 | 0 | 0 | 0 | 0 | 54895.54 | 701.5268 | 53499.773 | 53232.2773
8102 | 2021-12-04 13:00 | 444.25 |  | 392.2 | 27.928 | 0.9775 | 0.2 | 65.671 | 281.8508 | 23.8837 | 0 |  | 444.25 | 52.1649 | 396.3038 | 0.10279 | 52.1649 | 396.3038 | 0.09107 | 51.917 | 376.8918 | 0 | 420.2326 | 420.2179 | 48430.55 | 52.1266 | 48255.766 | 44303.535 | 42851.484 | 0 | 0 | 42648.375 | 717.9502 | 0 | 0 | 0 | 0 | 42648.375 | 717.9502 | 41534.754 | 41327.082
8103 | 2021-12-04 14:00 | 67.2 |  | 67.2 | 27.1145 | 0.9 | 0.2 | 52.7565 | 271.7586 | 36.8814 | 0 |  | 67.2 | 0 | 66.8117 | 0.015549 | 0 | 66.8117 | 0.013776 | 0 | 63.5383 | 0 | 62.2675 | 62.2679 | 7176.5845 | 30.713 | 6476.3857 | 6359.2676 | 6087.4585 | 0 | 0 | 6083.4487 | 728.5117 | 0 | 0 | 0 | 0 | 6083.4487 | 728.5117 | 5336.0913 | 5309.4111
8104 | 2021-12-04 15:00 | 387.1333 |  | 273.1667 | 26.8275 | 0.96042 | 0.2 | 39.7605 | 264.6895 | 49.9353 | 0 |  | 387.1333 | 114.6146 | 273.6089 | 0.089577 | 114.6146 | 273.6089 | 0.079362 | 111.4358 | 260.2083 | 0 | 364.2113 | 364.1596 | 41971.3 | 47.8143 | 41672.79 | 38799.97 | 37346.543 | 0 | 0 | 37196.695 | 728.1187 | 0 | 0 | 0 | 0 | 37196.695 | 728.1187 | 36210.008 | 36028.9609
8105 | 2021-12-04 16:00 | 275.9 |  | 191.2667 | 26.4435 | 1.3354 | 0.2 | 26.8971 | 258.4574 | 62.8535 | 0 |  | 275.9 | 85.3178 | 191.546 | 0.063839 | 85.3178 | 191.546 | 0.056559 | 80.2297 | 182.1649 | 0 | 257.1467 | 257.0849 | 29629.68 | 41.0088 | 29108 | 27689.127 | 26816.738 | 0 | 0 | 26741.068 | 737.1651 | 0 | 0 | 0 | 0 | 26741.068 | 737.1651 | 25871.047 | 25741.6934
8106 | 2021-12-04 17:00 | 29.7833 |  | 29.7833 | 25.7157 | 1.4242 | 0.2 | 14.3152 | 252.2108 | 75.4945 | 0 |  | 29.7833 | 0 | 29.5713 | 0.0068914 | 0 | 29.5713 | 0.0061055 | 0 | 28.1223 | 0 | 27.5599 | 27.56 | 3176.3223 | 27.2709 | 2583.9705 | 2566.1206 | 2487.0547 | 0 | 0 | 2486.3337 | 701.7258 | 0 | 0 | 0 | 0 | 2486.3337 | 701.7258 | 2097.6023 | 2087.1143
8107 | 2021-12-04 18:00 | 2.35 |  | 2.35 | 24.9154 | 1.6104 | 0.2 | 2.1865 | 245.4061 | 87.6918 | 0 |  | 2.35 | 0 | 2.44 | 0.00054376 | 0 | 2.44 | 0.00048175 | 0 | 2.3204 | 0 | 2.274 | 2.274 | 262.0783 | 25.0426 | 45.2491 | 45.2512 | 45.1112 | 0 | 0 | 45.1093 | 249.2214 | 0 | 0 | 0 | 45.1093 | 0 | 650 | 0 | 0
8108 | 2021-12-04 19:00 | 0 |  | 0 | 23.8029 | 1.7767 | 0.2
8109 | 2021-12-04 20:00 | 0 |  | 0 | 22.8107 | 1.3267 | 0.2
8110 | 2021-12-04 21:00 | 0 |  | 0 | 21.7928 | 1.425 | 0.2
8111 | 2021-12-04 22:00 | 0 |  | 0 | 20.7648 | 1.2146 | 0.2
8112 | 2021-12-04 23:00 | 0 |  | 0 | 19.7541 | 1.1225 | 0.2
8113 | 2021-12-05 | 0 |  | 0 | 18.8435 | 1.7571 | 0.2
8114 | 2021-12-05 01:00 | 0 |  | 0 | 17.9578 | 2.4408 | 0.2
8115 | 2021-12-05 02:00 | 0 |  | 0 | 17.4136 | 3.6475 | 0.2
8116 | 2021-12-05 03:00 | 0 |  | 0 | 17.0729 | 2.9213 | 0.2
8117 | 2021-12-05 04:00 | 0 |  | 0 | 17.0599 | 2.1258 | 0.2
8118 | 2021-12-05 05:00 | 86.0667 |  | 45.5167 | 17.6984 | 2.6692 | 0.2 | 7.4677 | 111.5618 | 83.1975 | 0 |  | 86.0667 | 36.8943 | 44.7655 | 0.019915 | 36.8943 | 44.7655 | 0.017643 | 23.3271 | 42.5663 | 0 | 64.5756 | 64.8209 | 7470.821 | 21.1546 | 6784.445 | 6852.9526 | 5976.664 | 0 | 0 | 5972.8027 | 752.8117 | 0 | 0 | 0 | 0 | 5972.8027 | 752.8117 | 5232.8843 | 5206.7197
8119 | 2021-12-05 06:00 | 282.55 |  | 82.9667 | 18.9208 | 3.2225 | 0.2 | 19.8203 | 105.0787 | 70.8006 | 0 |  | 282.55 | 193.2866 | 82.9863 | 0.065378 | 193.2866 | 82.9863 | 0.057922 | 173.5201 | 78.9151 | 0 | 247.3865 | 247.505 | 28525.244 | 31.7896 | 27988.258 | 27390.332 | 25386.568 | 0 | 0 | 25323.62 | 757.5143 | 0 | 0 | 0 | 0 | 25323.62 | 757.5143 | 24471.572 | 24349.2148
8120 | 2021-12-05 07:00 | 501.1833 |  | 110.65 | 20.4153 | 3.4813 | 0.2 | 32.5449 | 98.9354 | 58.0363 | 0 |  | 501.1833 | 383.8241 | 111.1826 | 0.11597 | 383.8241 | 111.1826 | 0.10274 | 366.7177 | 105.7308 | 0 | 462.9996 | 463.0166 | 53363.207 | 44.2077 | 53281.957 | 50199.51 | 47768.906 | 0 | 0 | 47534.477 | 739.5519 | 0 | 0 | 0 | 0 | 47534.477 | 739.5519 | 46306.277 | 46074.7461
8121 | 2021-12-05 08:00 | 709.3 |  | 146.1833 | 21.9621 | 4.6425 | 0.2 | 45.4869 | 92.5125 | 45.0603 | 0 |  | 709.3 | 557.2337 | 147.1911 | 0.16412 | 557.2337 | 147.1911 | 0.14541 | 545.6111 | 139.9766 | 0 | 671.876 | 671.9288 | 77439.13 | 54.7126 | 77745.42 | 70805.05 | 68269.12 | 0 | 0 | 67748.89 | 711.2183 | 0 | 0 | 0 | 0 | 67748.89 | 711.2183 | 65995.99 | 65666.0156
8122 | 2021-12-05 09:00 | 890.95 |  | 165.05 | 23.371 | 5.0613 | 0.2 | 58.4888 | 84.6174 | 32.0346 | 0 |  | 890.95 | 721.2656 | 166.2517 | 0.20615 | 721.2656 | 166.2517 | 0.18264 | 714.756 | 158.1047 | 0 | 855.4034 | 855.5061 | 98596.23 | 64.2823 | 99020.625 | 87246.805 | 84402.09 | 0 | 0 | 83553.96 | 684.905 | 0 | 0 | 0 | 0 | 83553.96 | 684.905 | 81172.39 | 80766.5234
8123 | 2021-12-05 10:00 | 987.0333 |  | 231.55 | 24.859 | 4.9067 | 0.2 | 71.2284 | 71.3473 | 19.3028 | 0 |  | 987.0333 | 752.8037 | 233.3134 | 0.22839 | 752.8037 | 233.3134 | 0.20234 | 750.5476 | 221.8823 | 0 | 952.9813 | 952.972 | 109832.78 | 70.7529 | 110196.984 | 94848.695 | 91950.54 | 0 | 0 | 90894.95 | 666.6672 | 0 | 0 | 0 | 0.67292 | 90894.27 | 667.2118 | 88192.46 | 87751.5
8124 | 2021-12-05 11:00 | 1046.9166 |  | 256.2667 | 26.1368 | 3.7912 | 0.2 | 81.6851 | 28.3528 | 8.7761 | 0 |  | 1046.9166 | 789.581 | 258.3436 | 0.24224 | 789.581 | 258.3436 | 0.21462 | 789.1075 | 245.6888 | 0 | 1014.1004 | 1014.0956 | 116879.36 | 77.5169 | 117147.71 | 98266.18 | 94151.84 | 0 | 0 | 92984.04 | 648.9592 | 0 | 0 | 0 | 975.5482 | 92008.49 | 661.4138 | 89256.5 | 88810.2188
8125 | 2021-12-05 12:00 | 1021.1667 |  | 258.4167 | 27.0847 | 4.0492 | 0.2 | 77.8706 | 304.9619 | 11.452 | 0 |  | 1021.1667 | 763.1251 | 260.9103 | 0.23628 | 763.1251 | 260.9103 | 0.20934 | 762.273 | 248.1322 | 0 | 990.1971 | 990.2114 | 114125.37 | 76.6693 | 114433.92 | 96310.25 | 92907.37 | 0 | 0 | 91767.27 | 649.9677 | 0 | 0 | 0 | 564.847 | 91202.42 | 659.9255 | 88486.77 | 88044.3359
8126 | 2021-12-05 13:00 | 948.4833 |  | 215.7167 | 27.6859 | 3.8733 | 0.2 | 65.8088 | 281.6576 | 23.7498 | 0 |  | 948.4833 | 734.352 | 218.4412 | 0.21947 | 734.352 | 218.4412 | 0.19444 | 730.904 | 207.7447 | 0 | 919.8757 | 919.782 | 106008.34 | 74.1138 | 106402.76 | 90440.54 | 87860.1 | 0 | 0 | 86861.03 | 655.5879 | 0 | 0 | 0 | 311.5066 | 86549.52 | 662.3202 | 84039.43 | 83619.2266
8127 | 2021-12-05 14:00 | 824.3 |  | 168.6333 | 27.9305 | 4.375 | 0.2 | 52.8899 | 271.6162 | 36.7506 | 0 |  | 824.3 | 658.165 | 170.9039 | 0.19073 | 658.165 | 170.9039 | 0.16898 | 649.9644 | 162.5356 | 0 | 796.25 | 796.1627 | 91758.914 | 67.2115 | 92176.984 | 80370.164 | 77741.37 | 0 | 0 | 76998.84 | 677.827 | 0 | 0 | 0 | 0 | 76998.84 | 677.827 | 74888.1 | 74513.6641
8128 | 2021-12-05 15:00 | 648.4833 |  | 121.0333 | 27.7942 | 3.7679 | 0.2 | 39.8948 | 264.5796 | 49.803 | 0 |  | 648.4833 | 530.4136 | 123.1247 | 0.15005 | 530.4136 | 123.1247 | 0.13294 | 515.8159 | 117.0966 | 0 | 620.2542 | 620.0397 | 71461.945 | 59.2424 | 71690.73 | 64283.51 | 62134.594 | 0 | 0 | 61683.344 | 697.8303 | 0 | 0 | 0 | 0 | 61683.344 | 697.8303 | 60138.44 | 59837.75
8129 | 2021-12-05 16:00 | 428.5 |  | 76.2 | 27.1407 | 3.2429 | 0.2 | 27.0346 | 258.3691 | 62.7175 | 0 |  | 428.5 | 355.1137 | 77.8045 | 0.099149 | 355.1137 | 77.8045 | 0.087842 | 334.1149 | 73.9958 | 0 | 399.9485 | 399.9311 | 46093.895 | 47.9154 | 45874.242 | 42697.203 | 41264.234 | 0 | 0 | 41079.098 | 726.0179 | 0 | 0 | 0 | 0 | 41079.098 | 726.0179 | 40002.844 | 39802.8281
8130 | 2021-12-05 17:00 | 206.2667 |  | 67.7833 | 26.0478 | 2.5767 | 0.2 | 14.4571 | 252.1388 | 75.3538 | 0 |  | 206.2667 | 140.2118 | 68.9395 | 0.047727 | 140.2118 | 68.9395 | 0.042284 | 119.4876 | 65.565 | 0 | 181.3515 | 181.2862 | 20894.594 | 35.7547 | 20243.271 | 19567.904 | 18539.93 | 0 | 0 | 18503.916 | 747.5248 | 0 | 0 | 0 | 0 | 18503.916 | 747.5248 | 17595.84 | 17507.8613
8131 | 2021-12-05 18:00 | 11.4 |  | 11.1667 | 24.7021 | 2.8838 | 0.2 | 2.3337 | 245.3487 | 87.5457 | 0 |  | 11.4 | 0.11483 | 11.2014 | 0.0026378 | 0.11483 | 11.2014 | 0.002337 | 0.01709 | 10.6525 | 0 | 10.4562 | 10.4563 | 1205.0898 | 25.2542 | 748.2049 | 747.8043 | 730.413 | 0 | 0 | 730.3413 | 653.7314 | 0 | 0 | 0 | 1.457 | 728.8843 | 661.5156 | 602.9968 | 599.9818115234375
8132 | 2021-12-05 19:00 | 0 |  | 0 | 23.5053 | 3.1758 | 0.2
8133 | 2021-12-05 20:00 | 0 |  | 0 | 22.5432 | 2.705 | 0.2
8134 | 2021-12-05 21:00 | 0 |  | 0 | 21.528 | 2.105 | 0.2
8135 | 2021-12-05 22:00 | 0 |  | 0 | 20.497 | 1.6258 | 0.2
8136 | 2021-12-05 23:00 | 0 |  | 0 | 19.5172 | 1.8 | 0.2
8137 | 2021-12-06 | 0 |  | 0 | 18.8506 | 1.6362 | 0.2
8138 | 2021-12-06 01:00 | 0 |  | 0 | 18.2494 | 2.2667 | 0.2
8139 | 2021-12-06 02:00 | 0 |  | 0 | 17.8839 | 3.3925 | 0.2
8140 | 2021-12-06 03:00 | 0 |  | 0 | 17.6585 | 3.875 | 0.2
8141 | 2021-12-06 04:00 | 0 |  | 0 | 17.7087 | 3.6492 | 0.2
8142 | 2021-12-06 05:00 | 108.4 |  | 49.45 | 18.5026 | 3.9767 | 0.2 | 7.4432 | 111.7171 | 83.2232 | 0 |  | 108.4 | 53.6085 | 48.9232 | 0.025082 | 53.6085 | 48.9232 | 0.022222 | 33.8543 | 46.5209 | 0 | 78.7676 | 78.7315 | 9073.745 | 22.4581 | 8377.819 | 8427.386 | 7273.775 | 0 | 0 | 7268.043 | 755.3765 | 0 | 0 | 0 | 0 | 7268.043 | 755.3765 | 6455.3306 | 6423.0537
8143 | 2021-12-06 06:00 | 278 |  | 86.6 | 19.6435 | 3.3146 | 0.2 | 19.7844 | 105.2397 | 70.8379 | 0 |  | 278 | 185.3366 | 86.606 | 0.064325 | 185.3366 | 86.606 | 0.056989 | 166.3302 | 82.3573 | 0 | 243.7138 | 243.8319 | 28102.578 | 32.2684 | 27558.695 | 26931.797 | 25151.457 | 0 | 0 | 25089.805 | 762.8184 | 0 | 0 | 0 | 0 | 25089.805 | 762.8184 | 24241.027 | 24119.8223
8144 | 2021-12-06 07:00 | 377.2833 |  | 204.15 | 20.6843 | 3.8279 | 0.2 | 32.5009 | 99.1123 | 58.0819 | 0 |  | 377.2833 | 170.1459 | 203.5734 | 0.087298 | 170.1459 | 203.5734 | 0.077342 | 162.5422 | 193.5943 | 0 | 349.0137 | 349.0059 | 40223.438 | 38.3375 | 39892.105 | 38290.63 | 36509.96 | 0 | 0 | 36376.74 | 753.5803 | 0 | 0 | 0 | 0 | 36376.74 | 753.5803 | 35399.395 | 35222.3984
8145 | 2021-12-06 08:00 | 520.6667 |  | 330.4833 | 21.6728 | 5.1804 | 0.2 | 45.4383 | 92.7229 | 45.1108 | 0 |  | 520.6667 | 188.1861 | 329.9009 | 0.12047 | 188.1861 | 329.9009 | 0.10674 | 184.2491 | 313.7321 | 0 | 488.0216 | 488.0537 | 56248.312 | 44.8859 | 56221.87 | 52878.883 | 50538.113 | 0 | 0 | 50273.53 | 736.8398 | 0 | 0 | 0 | 0 | 50273.53 | 736.8398 | 48982.27 | 48737.3594
8146 | 2021-12-06 09:00 | 369.8833 |  | 332.6833 | 22.1575 | 5.3637 | 0.2 | 58.4412 | 84.8998 | 32.0845 | 0 |  | 369.8833 | 36.9608 | 335.2914 | 0.085586 | 36.9608 | 335.2914 | 0.075825 | 36.626 | 318.8652 | 0 | 348.3815 | 348.3798 | 40151.938 | 38.5897 | 39819.01 | 38196.473 | 36669.902 | 0 | 0 | 36534.105 | 751.6221 | 0 | 0 | 0 | 0 | 36534.105 | 751.6221 | 35554.926 | 35377.1523
8147 | 2021-12-06 10:00 | 767.5333 |  | 319.4833 | 23.0618 | 5.1387 | 0.2 | 71.1969 | 71.8186 | 19.3378 | 0 |  | 767.5333 | 446.4428 | 321.0069 | 0.1776 | 446.4428 | 321.0069 | 0.15734 | 445.0995 | 305.2791 | 0 | 735.371 | 735.3848 | 84755.01 | 58.105 | 85135.74 | 76662.43 | 74334.24 | 0 | 0 | 73699.35 | 700.7147 | 0 | 0 | 0 | 0 | 73699.35 | 700.7147 | 71719.52 | 71360.9297
8148 | 2021-12-06 11:00 | 504.8333 |  | 441.5167 | 23.434 | 5.1 | 0.2 | 81.7487 | 29.3326 | 8.7367 | 0 |  | 504.8333 | 63.2287 | 446.3254 | 0.11681 | 63.2287 | 446.3254 | 0.10349 | 63.1911 | 424.4619 | 0 | 477.9 | 477.8951 | 55079.656 | 46.2473 | 55031.617 | 51534.344 | 49768.938 | 0 | 0 | 49508.01 | 733.8982 | 0 | 0 | 0 | 0 | 49508.01 | 733.8982 | 48234.293 | 47993.1211
8149 | 2021-12-06 12:00 | 804.5333 |  | 369.3333 | 24.2334 | 5.2329 | 0.2 | 78.0221 | 304.8145 | 11.3039 | 0 |  | 804.5333 | 435.397 | 371.7799 | 0.18616 | 435.397 | 371.7799 | 0.16493 | 434.9226 | 353.5707 | 0 | 772.7234 | 772.7623 | 89063.4 | 60.9002 | 89471.99 | 79789.3 | 77229.77 | 0 | 0 | 76530.56 | 694.2599 | 0 | 0 | 0 | 0 | 76530.56 | 694.2599 | 74438.625 | 74066.4297
8150 | 2021-12-06 13:00 | 850.4833 |  | 330.35 | 25.0054 | 6.0217 | 0.2 | 65.9452 | 281.4806 | 23.617 | 0 |  | 850.4833 | 521.2367 | 332.9584 | 0.19679 | 521.2367 | 332.9584 | 0.17435 | 518.8185 | 316.6526 | 0 | 818.7617 | 818.7136 | 94361.5 | 62.4832 | 94787.67 | 84060.34 | 81552.07 | 0 | 0 | 80759.7 | 688.8641 | 0 | 0 | 0 | 0 | 80759.7 | 688.8641 | 78495.33 | 78102.8516
8151 | 2021-12-06 14:00 | 705.95 |  | 296.6167 | 25.4204 | 5.7817 | 0.2 | 53.0224 | 271.4852 | 36.6205 | 0 |  | 705.95 | 410.8729 | 299.0827 | 0.16335 | 410.8729 | 299.0827 | 0.14472 | 405.7971 | 284.4369 | 0 | 676.4293 | 676.4456 | 77961.48 | 56.7257 | 78275.24 | 70809.99 | 68172.766 | 0 | 0 | 67649.91 | 706.679 | 0 | 0 | 0 | 0 | 67649.91 | 706.679 | 65900.69 | 65571.1875
8152 | 2021-12-06 15:00 | 568.85 |  | 200.1667 | 25.4625 | 5.0217 | 0.2 | 40.0282 | 264.479 | 49.6714 | 0 |  | 568.85 | 370.7315 | 202.1963 | 0.13162 | 370.7315 | 202.1963 | 0.11661 | 360.6064 | 192.2958 | 0 | 541.8442 | 541.7532 | 62438.598 | 51.4165 | 62523.77 | 57569.277 | 55723.516 | 0 | 0 | 55382.95 | 720.0256 | 0 | 0 | 0 | 0 | 55382.95 | 720.0256 | 53976.3 | 53706.4219
8153 | 2021-12-06 16:00 | 228.45 |  | 165.5833 | 24.8581 | 6.3321 | 0.2 | 27.171 | 258.289 | 62.5826 | 0 |  | 228.45 | 63.3627 | 165.8188 | 0.05286 | 63.3627 | 165.8188 | 0.046832 | 59.6474 | 157.6975 | 0 | 212.998 | 212.9895 | 24547.785 | 34.4712 | 23945.758 | 23253.656 | 22386.918 | 0 | 0 | 22335.955 | 751.4316 | 0 | 0 | 0 | 0 | 22335.955 | 751.4316 | 21439.766 | 21332.5664
8154 | 2021-12-06 17:00 | 179.2167 |  | 80.2833 | 24.1197 | 5.9429 | 0.2 | 14.5976 | 252.0743 | 75.2146 | 0 |  | 179.2167 | 100.1477 | 81.1743 | 0.041468 | 100.1477 | 81.1743 | 0.036739 | 85.5277 | 77.2003 | 0 | 159.4734 | 159.4186 | 18373.672 | 31.4435 | 17692.557 | 17339.252 | 16572.707 | 0 | 0 | 16545.066 | 757.0668 | 0 | 0 | 0 | 0 | 16545.066 | 757.0668 | 15657.412 | 15579.125
8155 | 2021-12-06 18:00 | 9.4667 |  | 9.4 | 23.2952 | 5.2954 | 0.2 | 2.4787 | 245.2983 | 87.4017 | 0 |  | 9.4667 | 0.034735 | 9.4933 | 0.0021905 | 0.034735 | 9.4933 | 0.0019406 | 0.0058696 | 9.0281 | 0 | 8.8533 | 8.8533 | 1020.3856 | 23.7141 | 584.6065 | 585.7443 | 571.9871 | 0 | 0 | 571.9421 | 647.1195 | 0 | 0 | 0 | 3.0432 | 568.899 | 659.6625 | 469.7954 | 467.4464416503906
8156 | 2021-12-06 19:00 | 0 |  | 0 | 22.459 | 3.9875 | 0.2
8157 | 2021-12-06 20:00 | 0 |  | 0 | 21.6231 | 2.5463 | 0.2
8158 | 2021-12-06 21:00 | 0 |  | 0 | 20.7873 | 1.9042 | 0.2
8159 | 2021-12-06 22:00 | 0 |  | 0 | 19.9515 | 1.4646 | 0.2
8160 | 2021-12-06 23:00 | 0 |  | 0 | 19.1439 | 1.3517 | 0.2
8161 | 2021-12-07 | 0 |  | 0 | 18.5041 | 1.0517 | 0.2
8162 | 2021-12-07 01:00 | 0 |  | 0 | 17.8849 | 1.0725 | 0.2
8163 | 2021-12-07 02:00 | 0 |  | 0 | 17.4957 | 1.5225 | 0.2
8164 | 2021-12-07 03:00 | 0 |  | 0 | 17.2452 | 1.6604 | 0.2
8165 | 2021-12-07 04:00 | 0 |  | 0 | 17.2296 | 2.0354 | 0.2
8166 | 2021-12-07 05:00 | 68.2 |  | 43.5333 | 17.7548 | 2.0758 | 0.2 | 7.4136 | 111.867 | 83.254 | 0 |  | 68.2 | 22.4188 | 42.8032 | 0.015781 | 22.4188 | 42.8032 | 0.013981 | 14.1363 | 40.7003 | 0 | 53.7399 | 53.6968 | 6188.6694 | 20.6962 | 5514.408 | 5582.963 | 4950.4873 | 0 | 0 | 4947.9336 | 749.1854 | 0 | 0 | 0 | 0 | 4947.9336 | 749.1854 | 4287.7563 | 4266.3179
8167 | 2021-12-07 06:00 | 247.3 |  | 118.0667 | 18.8618 | 1.95 | 0.2 | 19.7436 | 105.3946 | 70.8799 | 0 |  | 247.3 | 125.1219 | 117.5989 | 0.057222 | 125.1219 | 117.5989 | 0.050696 | 112.25 | 111.8309 | 0 | 219.5993 | 219.6393 | 25313.09 | 30.9625 | 24724.348 | 24263.666 | 22962.89 | 0 | 0 | 22911.732 | 764.1824 | 0 | 0 | 0 | 0 | 22911.732 | 764.1824 | 22023.258 | 21913.1406
8168 | 2021-12-07 07:00 | 428.5833 |  | 200.6 | 20.1568 | 2.2675 | 0.2 | 32.4521 | 99.2819 | 58.1321 | 0 |  | 428.5833 | 224.0322 | 200.42 | 0.099168 | 224.0322 | 200.42 | 0.087859 | 213.9903 | 190.5941 | 0 | 396.4927 | 396.5088 | 45698.66 | 41.6885 | 45471.492 | 43185.312 | 41343.63 | 0 | 0 | 41167.438 | 742.1423 | 0 | 0 | 0 | 0 | 41167.438 | 742.1423 | 40089.074 | 39888.6289
8169 | 2021-12-07 08:00 | 582.9 |  | 293.7167 | 21.454 | 3.7229 | 0.2 | 45.385 | 92.9241 | 45.1657 | 0 |  | 582.9 | 286.1307 | 293.3177 | 0.13487 | 286.1307 | 293.3177 | 0.11949 | 280.1249 | 278.942 | 0 | 547.8856 | 547.8779 | 63144.21 | 49.2991 | 63241.477 | 58637.84 | 56164.773 | 0 | 0 | 55829.15 | 727.8984 | 0 | 0 | 0 | 0 | 55829.15 | 727.8984 | 54412.562 | 54140.5
8170 | 2021-12-07 09:00 | 744.0833 |  | 338.4833 | 22.7364 | 5.2579 | 0.2 | 58.3887 | 85.1696 | 32.1391 | 0 |  | 744.0833 | 402.9743 | 339.2013 | 0.17217 | 402.9743 | 339.2013 | 0.15254 | 399.3097 | 322.5789 | 0 | 707.4509 | 707.5604 | 81550.5 | 56.2713 | 81902.086 | 74208.42 | 71561.016 | 0 | 0 | 70984.12 | 707.8994 | 0 | 0 | 0 | 0 | 70984.12 | 707.8994 | 69109.3 | 68763.7578
8171 | 2021-12-07 10:00 | 865.4833 |  | 351.55 | 23.923 | 4.9758 | 0.2 | 71.1594 | 72.2707 | 19.3786 | 0 |  | 865.4833 | 512.0698 | 352.9717 | 0.20026 | 512.0698 | 352.9717 | 0.17742 | 510.5218 | 335.6776 | 0 | 829.2755 | 829.2878 | 95574.234 | 63.735 | 96002.19 | 84760.42 | 81842.21 | 0 | 0 | 81030.29 | 684.2089 | 0 | 0 | 0 | 0 | 81030.29 | 684.2089 | 78754.68 | 78360.9062
8172 | 2021-12-07 11:00 | 956.0833 |  | 347.35 | 25.136 | 5.4433 | 0.2 | 81.8026 | 30.3143 | 8.7056 | 0 |  | 956.0833 | 607.8644 | 349.3921 | 0.22122 | 607.8644 | 349.3921 | 0.196 | 607.5068 | 332.2768 | 0 | 920.9878 | 920.9762 | 106145.37 | 68.4191 | 106541.29 | 92495.56 | 89798.76 | 0 | 0 | 88801.51 | 672.7804 | 0 | 0 | 0 | 0 | 88801.51 | 672.7804 | 86192.83 | 85761.8594
8173 | 2021-12-07 12:00 | 934.15 |  | 356.2667 | 26.0662 | 6.2467 | 0.2 | 78.1704 | 304.6963 | 11.1587 | 0 |  | 934.15 | 578.1233 | 358.7237 | 0.21615 | 578.1233 | 358.7237 | 0.1915 | 577.5084 | 341.154 | 0 | 900.2891 | 900.2122 | 103752.05 | 66.855 | 104161.77 | 90944.52 | 87857.94 | 0 | 0 | 86919.35 | 678.8429 | 0 | 0 | 0 | 0 | 86919.35 | 678.8429 | 84393.18 | 83971.2188
8174 | 2021-12-07 13:00 | 878.3166 |  | 310.6167 | 26.6702 | 6.1896 | 0.2 | 66.0803 | 281.3199 | 23.4853 | 0 |  | 878.3166 | 568.8813 | 313.2075 | 0.20323 | 568.8813 | 313.2075 | 0.18005 | 566.2735 | 297.8692 | 0 | 846.8599 | 846.9046 | 97607.84 | 65.1434 | 98034.52 | 86119.96 | 83288.16 | 0 | 0 | 82428.45 | 674.3277 | 0 | 0 | 0 | 0 | 82428.45 | 674.3277 | 80094.4 | 79693.9297
8175 | 2021-12-07 14:00 | 734.7167 |  | 269.7333 | 26.8928 | 5.9387 | 0.2 | 53.1541 | 271.3658 | 36.4911 | 0 |  | 734.7167 | 466.7104 | 272.18 | 0.17 | 466.7104 | 272.18 | 0.15062 | 460.9936 | 258.8518 | 0 | 705.4485 | 705.4317 | 81301.94 | 59.307 | 81652.14 | 73219.63 | 71062.81 | 0 | 0 | 70478.65 | 698.518 | 0 | 0 | 0 | 0 | 70478.65 | 698.518 | 68623.11 | 68279.9922
8176 | 2021-12-07 15:00 | 565.1667 |  | 216.6167 | 26.7541 | 5.9 | 0.2 | 40.1606 | 264.3877 | 49.5406 | 0 |  | 565.1667 | 350.4654 | 218.6848 | 0.13077 | 350.4654 | 218.6848 | 0.11586 | 340.9665 | 207.9768 | 0 | 537.9644 | 537.9349 | 61997.16 | 51.5155 | 62074.805 | 57136.99 | 55595.457 | 0 | 0 | 55255.19 | 718.821 | 0 | 0 | 0 | 0 | 55255.19 | 718.821 | 53851.395 | 53582.1367
8177 | 2021-12-07 16:00 | 389.8333 |  | 129.95 | 26.1827 | 5.7188 | 0.2 | 27.3061 | 258.217 | 62.4488 | 0 |  | 389.8333 | 261.9105 | 131.8652 | 0.090202 | 261.9105 | 131.8652 | 0.079915 | 246.6805 | 125.4094 | 0 | 364.6481 | 364.6038 | 42022.164 | 43.1046 | 41724.746 | 39448.188 | 38268.47 | 0 | 0 | 38113.695 | 735.1998 | 0 | 0 | 0 | 0 | 38113.695 | 735.1998 | 37108.805 | 36923.2617
8178 | 2021-12-07 17:00 | 187.6833 |  | 77.8167 | 25.2054 | 4.4125 | 0.2 | 14.7363 | 252.0172 | 75.0769 | 0 |  | 187.6833 | 111.1939 | 78.7007 | 0.043427 | 111.1939 | 78.7007 | 0.038475 | 95.1578 | 74.8478 | 0 | 166.6055 | 166.578 | 19198.535 | 33.41 | 18526.533 | 18044.182 | 17344.56 | 0 | 0 | 17313.648 | 749.7936 | 0 | 0 | 0 | 0 | 17313.648 | 749.7936 | 16415.844 | 16333.7637
8179 | 2021-12-07 18:00 | 10.7833 |  | 10.65 | 24.0408 | 2.9729 | 0.2 | 2.6215 | 245.2551 | 87.2598 | 0 |  | 10.7833 | 0.073254 | 10.7147 | 0.0024951 | 0.073254 | 10.7147 | 0.0022106 | 0.013687 | 10.1897 | 0 | 9.9993 | 9.9993 | 1152.4307 | 24.5666 | 701.2712 | 701.8154 | 684.6621 | 0 | 0 | 684.5984 | 652.7555 | 0 | 0 | 0 | 1.5334 | 683.0651 | 660.6826 | 564.7996 | 561.9756469726562
8180 | 2021-12-07 19:00 | 0 |  | 0 | 23.3355 | 2.0292 | 0.2
8181 | 2021-12-07 20:00 | 0 |  | 0 | 22.8733 | 1.8517 | 0.2
8182 | 2021-12-07 21:00 | 0 |  | 0 | 22.3332 | 1.5879 | 0.2
8183 | 2021-12-07 22:00 | 0 |  | 0 | 21.7744 | 1.7129 | 0.2
8184 | 2021-12-07 23:00 | 0 |  | 0 | 21.2657 | 1.5604 | 0.2
8185 | 2021-12-08 | 0 |  | 0 | 21.0683 | 2.1354 | 0.2
8186 | 2021-12-08 01:00 | 0 |  | 0 | 20.9315 | 1.9154 | 0.2
8187 | 2021-12-08 02:00 | 0 |  | 0 | 20.831 | 1.6992 | 0.2
8188 | 2021-12-08 03:00 | 0 |  | 0 | 20.781 | 1.9629 | 0.2
8189 | 2021-12-08 04:00 | 0 |  | 0 | 20.7132 | 1.5775 | 0.2
8190 | 2021-12-08 05:00 | 29.8833 |  | 29.8833 | 20.8029 | 1.4275 | 0.2 | 7.3788 | 112.0112 | 83.2899 | 0 |  | 29.8833 | 0 | 29.707 | 0.0069146 | 0 | 29.707 | 0.006126 | 0 | 28.2516 | 0 | 27.6866 | 27.6865 | 3191.0366 | 22.365 | 2598.068 | 2618.4854 | 2512.5806 | 0 | 0 | 2511.8745 | 716.0752 | 0 | 0 | 0 | 0 | 2511.8745 | 716.0752 | 2119.7473 | 2109.1484
8191 | 2021-12-08 06:00 | 99.7833 |  | 98.6333 | 21.288 | 0.89292 | 0.2 | 19.698 | 105.5431 | 70.9267 | 0 |  | 99.7833 | 1.1133 | 97.9434 | 0.023088 | 1.1133 | 97.9434 | 0.020455 | 0.99832 | 93.1442 | 0 | 92.2597 | 92.2619 | 10633.4375 | 26.6215 | 9908.872 | 9858.23 | 9480.9 | 0 | 0 | 9471.852 | 752.0507 | 0 | 0 | 0 | 0 | 9471.852 | 752.0507 | 8607.09 | 8564.0537
8192 | 2021-12-08 07:00 | 177.7333 |  | 175.5333 | 20.6255 | 0.26625 | 0.2 | 32.3988 | 99.444 | 58.1868 | 0 |  | 177.7333 | 2.1617 | 174.3944 | 0.041125 | 2.1617 | 174.3944 | 0.036435 | 2.0645 | 165.8492 | 0 | 164.5554 | 164.558 | 18965.865 | 30.4134 | 18290.404 | 17985.525 | 17180.143 | 0 | 0 | 17150.812 | 759.5342 | 0 | 0 | 0 | 0 | 17150.812 | 759.5342 | 16254.929 | 16173.6533
8193 | 2021-12-08 08:00 | 238.8333 |  | 233.6167 | 22.2917 | 0.05 | 0.2 | 45.3273 | 93.116 | 45.225 | 0 |  | 238.8333 | 5.1613 | 232.2501 | 0.055263 | 5.1613 | 232.2501 | 0.04896 | 5.0526 | 220.8704 | 0 | 221.4045 | 221.4047 | 25517.525 | 35.5911 | 24929.902 | 24125.15 | 23176.861 | 0 | 0 | 23122.56 | 751.0466 | 0 | 0 | 0 | 0 | 23122.56 | 751.0466 | 22237.297 | 22126.1113
8194 | 2021-12-08 09:00 | 284.75 |  | 278.1333 | 23.1139 | 0.21042 | 0.2 | 58.3315 | 85.4268 | 32.1983 | 0 |  | 284.75 | 6.5736 | 276.667 | 0.065887 | 6.5736 | 276.667 | 0.058373 | 6.5135 | 263.1115 | 0 | 264.2325 | 264.2334 | 30453.629 | 38.8705 | 29945.809 | 28685.193 | 27823.777 | 0 | 0 | 27743.625 | 742.7825 | 0 | 0 | 0 | 0 | 27743.625 | 742.7825 | 26862.793 | 26728.4805
8195 | 2021-12-08 10:00 | 330.3667 |  | 314.9667 | 23.3516 | 0.46125 | 0.2 | 71.1161 | 72.703 | 19.4249 | 0 |  | 330.3667 | 15.3436 | 313.4848 | 0.076442 | 15.3436 | 313.4848 | 0.067725 | 15.2969 | 298.1259 | 0 | 307.1543 | 307.1511 | 35399.887 | 41.4596 | 34979.094 | 33238.13 | 32081.885 | 0 | 0 | 31974.572 | 740.6971 | 0 | 0 | 0 | 0 | 31974.572 | 740.6971 | 31056.947 | 30901.6641
8196 | 2021-12-08 11:00 | 354.2 |  | 338.1167 | 23.8208 | 0.56042 | 0.2 | 81.8469 | 31.2939 | 8.6829 | 0 |  | 354.2 | 16.0598 | 336.707 | 0.081957 | 16.0598 | 336.707 | 0.07261 | 16.0504 | 320.2108 | 0 | 329.536 | 329.5365 | 37979.637 | 43.161 | 37606.133 | 35543.06 | 34161.29 | 0 | 0 | 34039.094 | 738.1599 | 0 | 0 | 0 | 0 | 34039.094 | 738.1599 | 33091.453 | 32925.9961
8197 | 2021-12-08 12:00 | 337.6667 |  | 321.7667 | 24.2343 | 1.0079 | 0.2 | 78.3153 | 304.6087 | 11.0165 | 0 |  | 337.6667 | 15.906 | 320.4527 | 0.078131 | 15.906 | 320.4527 | 0.069221 | 15.8895 | 304.7534 | 0 | 314.23 | 314.2312 | 36215.836 | 42.3046 | 35809.86 | 33935.88 | 32534.441 | 0 | 0 | 32425.244 | 743.8835 | 0 | 0 | 0 | 0 | 32425.244 | 743.8835 | 31500.766 | 31343.2617
8198 | 2021-12-08 13:00 | 305.2 |  | 280.4667 | 24.4016 | 1.5104 | 0.2 | 66.214 | 281.1758 | 23.3547 | 0 |  | 305.2 | 24.7838 | 282.2838 | 0.070619 | 24.7838 | 282.2838 | 0.062565 | 24.6716 | 268.4559 | 0 | 287.2649 | 287.261 | 33107.58 | 40.5475 | 32645.748 | 31108.414 | 29924.402 | 0 | 0 | 29831.81 | 742.1052 | 0 | 0 | 0 | 0 | 29831.81 | 742.1052 | 28933.52 | 28788.8516
8199 | 2021-12-08 14:00 | 297.1833 |  | 286.3333 | 23.9827 | 1.4404 | 0.2 | 53.2847 | 271.2582 | 36.3626 | 0 |  | 297.1833 | 10.8898 | 285.1006 | 0.068764 | 10.8898 | 285.1006 | 0.060922 | 10.7575 | 271.1337 | 0 | 276.2534 | 276.247 | 31838.338 | 39.5591 | 31354.244 | 29971.799 | 29077.611 | 0 | 0 | 28989.197 | 741.5381 | 0 | 0 | 0 | 0 | 28989.197 | 741.5381 | 28097.127 | 27956.6426
8200 | 2021-12-08 15:00 | 205.8167 |  | 202.1 | 23.639 | 0.98958 | 0.2 | 40.292 | 264.3059 | 49.4108 | 0 |  | 205.8167 | 3.7369 | 201.1265 | 0.047623 | 3.7369 | 201.1265 | 0.042192 | 3.6364 | 191.2733 | 0 | 191.0115 | 191.0094 | 22014.383 | 34.6324 | 21376.469 | 20744.854 | 19990.922 | 0 | 0 | 19950.096 | 749.2426 | 0 | 0 | 0 | 0 | 19950.096 | 749.2426 | 19038.445 | 18943.252
8201 | 2021-12-08 16:00 | 134.6333 |  | 134.6333 | 23.8708 | 0.96292 | 0.2 | 27.4399 | 258.1532 | 62.3163 | 0 |  | 134.6333 | 0 | 133.926 | 0.031152 | 0 | 133.926 | 0.0276 | 0 | 127.3649 | 0 | 124.8176 | 124.8173 | 14385.577 | 31.0633 | 13670.103 | 13412.204 | 12974.422 | 0 | 0 | 12957.205 | 746.9435 | 0 | 0 | 0 | 0 | 12957.205 | 746.9435 | 12153.444 | 12092.6777
8202 | 2021-12-08 17:00 | 60.0667 |  | 60.0667 | 23.9232 | 0.76542 | 0.2 | 14.8733 | 251.9677 | 74.9409 | 0 |  | 60.0667 | 0 | 59.7012 | 0.013899 | 0 | 59.7012 | 0.012314 | 0 | 56.7763 | 0 | 55.6408 | 55.6409 | 6412.7393 | 27.1584 | 5724.366 | 5685.369 | 5468.147 | 0 | 0 | 5464.96 | 732.7957 | 0 | 0 | 0 | 0 | 5464.96 | 732.7957 | 4762.11 | 4738.2993
8203 | 2021-12-08 18:00 | 3.3 |  | 3.3 | 23.3043 | 0.38875 | 0.2 | 2.7619 | 245.2191 | 87.1202 | 0 |  | 3.3 | 0 | 3.3882 | 0.00076357 | 0 | 3.3882 | 0.00067649 | 0 | 3.2221 | 0 | 3.1577 | 3.1576 | 363.9282 | 23.4911 | 86.9622 | 86.8316 | 86.528 | 0 | 0 | 86.5244 | 344.5314 | 0 | 0 | 0 | 78.6877 | 7.8367 | 649.9999 | 6.4306 | 6.398460865020752
8204 | 2021-12-08 19:00 | 0 |  | 0 | 23.09 | 0.47417 | 0.2
8205 | 2021-12-08 20:00 | 0 |  | 0 | 22.5433 | 0.56042 | 0.2
8206 | 2021-12-08 21:00 | 0 |  | 0 | 21.8778 | 0.95958 | 0.2
8207 | 2021-12-08 22:00 | 0 |  | 0 | 21.2756 | 1.1138 | 0.2
8208 | 2021-12-08 23:00 | 0 |  | 0 | 20.6784 | 0.72833 | 0.2
8209 | 2021-12-09 | 0 |  | 0 | 19.8315 | 0.41458 | 0.2
8210 | 2021-12-09 01:00 | 0 |  | 0 | 18.9365 | 0.3225 | 0.2
8211 | 2021-12-09 02:00 | 0 |  | 0 | 18.379 | 0.8725 | 0.2
8212 | 2021-12-09 03:00 | 0 |  | 0 | 18.0242 | 0.81375 | 0.2
8213 | 2021-12-09 04:00 | 0.08333 |  | 0.08333 | 17.9946 | 0.66458 | 0.2 | -4.3782 | 119.4836 | 90 | 0 |  | 0.08333 | 0 | 0.091767 | 1.9281395e-05 | 0 | 0.091767 | 0 | 0 | 0.087271 | 0 | 0.085525 | 0.085526 | 9.857 | 17.9996 | 0.064557 | 0.064107 | 0.063937 | 0 | 0 | 0.063935 | 9.425 | 0 | 0 | 0 | 0.063935 | 0 | 650 | 0 | 0
8214 | 2021-12-09 05:00 | 94.4833 |  | 53.3167 | 18.6038 | 0.35167 | 0.2 | 7.3389 | 112.1498 | 83.3308 | 0 |  | 94.4833 | 37.3651 | 52.4239 | 0.021862 | 37.3651 | 52.4239 | 0.019369 | 23.4668 | 49.8488 | 0 | 71.8494 | 72.0105 | 8299.517 | 22.8704 | 7602.792 | 7640.575 | 6732.496 | 0 | 0 | 6727.685 | 752.1372 | 0 | 0 | 0 | 0 | 6727.685 | 752.1372 | 5941.543 | 5911.8354
8215 | 2021-12-09 06:00 | 303.9 |  | 69.4 | 19.764 | 0.34833 | 0.2 | 19.6477 | 105.6851 | 70.9782 | 0 |  | 303.9 | 226.9725 | 69.4328 | 0.070318 | 226.9725 | 69.4328 | 0.062299 | 203.4498 | 66.0261 | 0 | 264.0863 | 264.1822 | 30446.797 | 35.419 | 29942.232 | 28963.312 | 27126.201 | 0 | 0 | 27053.52 | 753.2259 | 0 | 0 | 0 | 0 | 27053.52 | 753.2259 | 26179.959 | 26049.0605
8216 | 2021-12-09 07:00 | 534.2667 |  | 105.6833 | 21.1874 | 0.66042 | 0.2 | 32.3411 | 99.5986 | 58.2458 | 0 |  | 534.2667 | 421.0897 | 106.3809 | 0.12362 | 421.0897 | 106.3809 | 0.10952 | 402.0865 | 101.1652 | 0 | 493.1867 | 493.3823 | 56862.332 | 50.0121 | 56845.875 | 52539.414 | 49906.152 | 0 | 0 | 49638.14 | 722.6135 | 0 | 0 | 0 | 0 | 49638.14 | 722.6135 | 48361.438 | 48119.6289
8217 | 2021-12-09 08:00 | 794.8667 |  | 105.8333 | 22.7579 | 0.775 | 0.2 | 45.2652 | 93.2985 | 45.2886 | 0 |  | 794.8667 | 681.6859 | 106.6834 | 0.18392 | 681.6859 | 106.6834 | 0.16295 | 667.2722 | 101.455 | 0 | 753.3526 | 753.4858 | 86840.51 | 66.5497 | 87232 | 76220.51 | 74039.69 | 0 | 0 | 73366.65 | 676.3386 | 0 | 0 | 0 | 0 | 73366.65 | 676.3386 | 71399.82 | 71042.8203
8218 | 2021-12-09 09:00 | 966.6167 |  | 138.55 | 24.2514 | 0.7975 | 0.2 | 58.2697 | 85.671 | 32.2619 | 0 |  | 966.6167 | 822.6354 | 139.2406 | 0.22366 | 822.6354 | 139.2406 | 0.19815 | 815.0878 | 132.4175 | 0 | 928.5552 | 928.635 | 107026.88 | 78.1675 | 107412.8 | 89889.37 | 87156.266 | 0 | 0 | 86140.016 | 646.6893 | 0 | 0 | 0 | 921.8894 | 85218.13 | 658.567 | 82765.52 | 82351.7031
8219 | 2021-12-09 10:00 | 1081.8 |  | 181.9333 | 25.5749 | 1.2854 | 0.2 | 71.067 | 73.1152 | 19.4766 | 0 |  | 1081.8 | 896.5362 | 183.2068 | 0.25031 | 896.5362 | 183.2068 | 0.22177 | 893.7963 | 174.2306 | 0 | 1046.6664 | 1046.6176 | 120624.84 | 85.0068 | 120829.38 | 98420.04 | 94735.91 | 0 | 0 | 93463.875 | 627.3036 | 0 | 0 | 0 | 2960.5652 | 90503.31 | 650.0001 | 87819.01 | 87379.9141
8220 | 2021-12-09 11:00 | 613.95 |  | 393.05 | 25.8201 | 1.2983 | 0.2 | 81.8816 | 32.2675 | 8.6682 | 0 |  | 613.95 | 220.5691 | 394.1606 | 0.14206 | 220.5691 | 394.1606 | 0.12586 | 220.4408 | 374.8514 | 0 | 583.3864 | 583.387 | 67235.14 | 58.9281 | 67401.43 | 60506.918 | 58711.13 | 0 | 0 | 58313.293 | 698.7443 | 0 | 0 | 0 | 0 | 58313.293 | 698.7443 | 56841.79 | 56557.582
8221 | 2021-12-09 12:00 | 577.0666 |  | 470.8833 | 25.7637 | 1.7225 | 0.2 | 78.4568 | 304.5525 | 10.8774 | 0 |  | 577.0666 | 106.2199 | 476.6262 | 0.13353 | 106.2199 | 476.6262 | 0.1183 | 106.1122 | 453.2796 | 0 | 548.204 | 548.1729 | 63180.527 | 56.2786 | 63278.95 | 57316.766 | 55135.17 | 0 | 0 | 54793.184 | 707.8071 | 0 | 0 | 0 | 0 | 54793.184 | 707.8071 | 53399.707 | 53132.707
8222 | 2021-12-09 13:00 | 476.3333 |  | 421.8667 | 25.4742 | 1.8483 | 0.2 | 66.3462 | 281.0488 | 23.2254 | 0 |  | 476.3333 | 54.5759 | 426.6796 | 0.11022 | 54.5759 | 426.6796 | 0.097647 | 54.3316 | 405.7799 | 0 | 450.9093 | 450.893 | 51967.16 | 50.4306 | 51860.17 | 47893.67 | 46187.38 | 0 | 0 | 45955.504 | 723.6462 | 0 | 0 | 0 | 0 | 45955.504 | 723.6462 | 44764.04 | 44540.2188
8223 | 2021-12-09 14:00 | 437.9 |  | 370.4667 | 25.0829 | 2.1604 | 0.2 | 53.4142 | 271.1625 | 36.235 | 0 |  | 437.9 | 67.6779 | 374.5868 | 0.10132 | 67.6779 | 374.5868 | 0.089769 | 66.8628 | 356.2389 | 0 | 414.6397 | 414.6431 | 47787.164 | 47.7093 | 47599.984 | 44349.035 | 43093.75 | 0 | 0 | 42890.605 | 724.2606 | 0 | 0 | 0 | 0 | 42890.605 | 724.2606 | 41771.242 | 41562.3828
8224 | 2021-12-09 15:00 | 359.15 |  | 302.2167 | 24.5474 | 2.2629 | 0.2 | 40.4222 | 264.2335 | 49.282 | 0 |  | 359.15 | 57.2399 | 305.4986 | 0.083102 | 57.2399 | 305.4986 | 0.073625 | 55.7117 | 290.5348 | 0 | 339.3216 | 339.3245 | 39107.51 | 42.9776 | 38755.03 | 36653.645 | 35304.504 | 0 | 0 | 35173.973 | 736.8378 | 0 | 0 | 0 | 0 | 35173.973 | 736.8378 | 34211.344 | 34040.2891
8225 | 2021-12-09 16:00 | 240.7667 |  | 207.9167 | 23.8407 | 2.1258 | 0.2 | 27.5722 | 258.0975 | 62.185 | 0 |  | 240.7667 | 33.1008 | 209.9454 | 0.05571 | 33.1008 | 209.9454 | 0.049357 | 31.2073 | 199.6617 | 0 | 226.2516 | 226.2261 | 26072.81 | 36.2049 | 25493.648 | 24623.277 | 23821.188 | 0 | 0 | 23763.354 | 747.2222 | 0 | 0 | 0 | 0 | 23763.354 | 747.2222 | 22889.127 | 22774.6816
8226 | 2021-12-09 17:00 | 116.95 |  | 95.8667 | 23.1106 | 2.0638 | 0.2 | 15.0084 | 251.9256 | 74.8067 | 0 |  | 116.95 | 21.3306 | 95.9893 | 0.027061 | 21.3306 | 95.9893 | 0.023975 | 18.3264 | 91.2882 | 0 | 107.4223 | 107.3904 | 12377.077 | 28.9965 | 11653.418 | 11507.507 | 11095.177 | 0 | 0 | 11082.594 | 749.0009 | 0 | 0 | 0 | 0 | 11082.594 | 749.0009 | 10237.005 | 10185.8193
8227 | 2021-12-09 18:00 | 9.9167 |  | 9.9167 | 22.3217 | 1.8388 | 0.2 | 2.8998 | 245.1901 | 86.983 | 0 |  | 9.9167 | 0 | 9.997 | 0.0022946 | 0 | 9.997 | 0.0020329 | 0 | 9.5071 | 0 | 9.317 | 9.3169 | 1073.7725 | 22.8376 | 631.5856 | 633.8489 | 616.93 | 0 | 0 | 616.8787 | 651.4501 | 0 | 0 | 0 | 1.6638 | 615.2149 | 659.6365 | 508.3083 | 505.7667541503906
8228 | 2021-12-09 19:00 | 0 |  | 0 | 21.8569 | 1.7758 | 0.2
8229 | 2021-12-09 20:00 | 0 |  | 0 | 21.4514 | 1.6017 | 0.2
8230 | 2021-12-09 21:00 | 0 |  | 0 | 21.0459 | 1.45 | 0.2
8231 | 2021-12-09 22:00 | 0 |  | 0 | 20.6404 | 1.6104 | 0.2
8232 | 2021-12-09 23:00 | 0 |  | 0 | 20.2622 | 1.8129 | 0.2
8233 | 2021-12-10 | 0 |  | 0 | 19.9331 | 1.5879 | 0.2
8234 | 2021-12-10 01:00 | 0 |  | 0 | 19.1898 | 1.7371 | 0.2
8235 | 2021-12-10 02:00 | 0 |  | 0 | 20.0879 | 1.6621 | 0.2
8236 | 2021-12-10 03:00 | 0 |  | 0 | 20.56 | 1.8613 | 0.2
8237 | 2021-12-10 04:00 | 0 |  | 0 | 20.7083 | 1.9363 | 0.2
8238 | 2021-12-10 05:00 | 7.4333 |  | 7.4333 | 20.868 | 2.0888 | 0.2 | 7.294 | 112.2826 | 83.3767 | 0 |  | 7.4333 | 0 | 7.4325 | 0.00172 | 0 | 7.4325 | 0.0015238 | 0 | 7.0687 | 0 | 6.9273 | 6.9273 | 798.4034 | 21.2473 | 393.3551 | 394.1579 | 385.3739 | 0 | 0 | 385.3524 | 634.9398 | 0 | 0 | 0 | 5.5277 | 379.8247 | 649.9999 | 312.9895 | 311.4245910644531
8239 | 2021-12-10 06:00 | 24.6 |  | 24.6 | 20.9381 | 1.6533 | 0.2 | 19.5928 | 105.8207 | 71.0342 | 0 |  | 24.6 | 0 | 24.4793 | 0.0056921 | 0 | 24.4793 | 0.005043 | 0 | 23.2802 | 0 | 22.8146 | 22.8146 | 2629.4094 | 22.2121 | 2064.8738 | 2081.5989 | 2015.4829 | 0 | 0 | 2015.0139 | 705.4069 | 0 | 0 | 0 | 0 | 2015.0139 | 705.4069 | 1691.1283 | 1682.672607421875
8240 | 2021-12-10 07:00 | 118.55 |  | 118.55 | 21.154 | 1.5225 | 0.2 | 32.279 | 99.7455 | 58.3091 | 0 |  | 118.55 | 0 | 117.8235 | 0.027431 | 0 | 117.8235 | 0.024303 | 0 | 112.0507 | 0 | 109.8096 | 109.8103 | 12655.926 | 27.3226 | 11932.865 | 11845.8545 | 11440.863 | 0 | 0 | 11427.647 | 753.4864 | 0 | 0 | 0 | 0 | 11427.647 | 753.4864 | 10592.449 | 10539.4863
8241 | 2021-12-10 08:00 | 108.3167 |  | 108.3167 | 21.9201 | 2.145 | 0.2 | 45.1988 | 93.4714 | 45.3564 | 0 |  | 108.3167 | 0 | 107.6945 | 0.025063 | 0 | 107.6945 | 0.022205 | 0 | 102.4181 | 0 | 100.3698 | 100.3703 | 11567.9375 | 27.401 | 10842.905 | 10761.557 | 10422.23 | 0 | 0 | 10411.207 | 750.4454 | 0 | 0 | 0 | 0 | 10411.207 | 750.4454 | 9551.753 | 9503.9941
8242 | 2021-12-10 09:00 | 78.0167 |  | 78.0167 | 22.2106 | 2.4638 | 0.2 | 58.2035 | 85.9021 | 32.3298 | 0 |  | 78.0167 | 0 | 77.5852 | 0.018052 | 0 | 77.5852 | 0.015993 | 0 | 73.7841 | 0 | 72.3084 | 72.3083 | 8333.824 | 26.1022 | 7620.651 | 7594.1675 | 7287.7764 | 0 | 0 | 7282.294 | 745.9226 | 0 | 0 | 0 | 0 | 7282.294 | 745.9226 | 6468.954 | 6436.6094
8243 | 2021-12-10 10:00 | 88.25 |  | 88.2333 | 22.4889 | 1.9542 | 0.2 | 71.0126 | 73.5066 | 19.5334 | 0 |  | 88.25 | 0.016608 | 87.7697 | 0.02042 | 0.016608 | 87.7697 | 0.018091 | 0.016557 | 83.4696 | 0 | 81.8164 | 81.8164 | 9429.608 | 26.9956 | 8708.927 | 8654.153 | 8399.884 | 0 | 0 | 8392.598 | 744.3942 | 0 | 0 | 0 | 0 | 8392.598 | 744.3942 | 7542.024 | 7504.314
8244 | 2021-12-10 11:00 | 451.3167 |  | 416.5833 | 23.2679 | 1.675 | 0.2 | 81.9069 | 33.2311 | 8.6615 | 0 |  | 451.3167 | 34.6802 | 420.7857 | 0.10443 | 34.6802 | 420.7857 | 0.092519 | 34.66 | 400.173 | 0 | 426.1364 | 426.1286 | 49112.266 | 47.0403 | 48950.574 | 45711.094 | 44223.27 | 0 | 0 | 44014.97 | 730.1513 | 0 | 0 | 0 | 0 | 44014.97 | 730.1513 | 42869.03 | 42654.6836
8245 | 2021-12-10 12:00 | 287.1833 |  | 277.8167 | 23.8982 | 1.8492 | 0.2 | 78.5947 | 304.529 | 10.7414 | 0 |  | 287.1833 | 9.3696 | 276.6326 | 0.06645 | 9.3696 | 276.6326 | 0.058872 | 9.3603 | 263.0799 | 0 | 266.9914 | 266.99 | 30770.988 | 38.6753 | 30268.605 | 29013.697 | 27868.678 | 0 | 0 | 27789.754 | 749.2239 | 0 | 0 | 0 | 0 | 27789.754 | 749.2239 | 26908.463 | 26773.9199
8246 | 2021-12-10 13:00 | 474.3333 |  | 416.1 | 24.7284 | 1.7646 | 0.2 | 66.4769 | 280.9391 | 23.0973 | 0 |  | 474.3333 | 58.3481 | 420.7559 | 0.10975 | 58.3481 | 420.7559 | 0.097237 | 58.0899 | 400.1463 | 0 | 449.0715 | 449.0518 | 51754.41 | 49.6779 | 51643.34 | 47812.56 | 46087.754 | 0 | 0 | 45859.812 | 724.9788 | 0 | 0 | 0 | 0 | 45859.812 | 724.9788 | 44670.582 | 44447.2305
8247 | 2021-12-10 14:00 | 532.5833 |  | 368.95 | 25.5868 | 1.4275 | 0.2 | 53.5427 | 271.0788 | 36.1083 | 0 |  | 532.5833 | 164.2202 | 369.5556 | 0.12323 | 164.2202 | 369.5556 | 0.10918 | 162.2588 | 351.4553 | 0 | 503.4399 | 503.4353 | 58022.88 | 53.9901 | 58029.29 | 52962.4 | 50965.04 | 0 | 0 | 50675.727 | 714.6267 | 0 | 0 | 0 | 0 | 50675.727 | 714.6267 | 49375.277 | 49128.3984
8248 | 2021-12-10 15:00 | 519.4167 |  | 259.35 | 26.2955 | 1.2983 | 0.2 | 40.5512 | 264.1708 | 49.1542 | 0 |  | 519.4167 | 261.4537 | 260.5778 | 0.12019 | 261.4537 | 260.5778 | 0.10648 | 254.5252 | 247.8167 | 0 | 492.295 | 492.2296 | 56727.863 | 54.2303 | 56710.496 | 51713.81 | 50200.934 | 0 | 0 | 49916.457 | 710.0776 | 0 | 0 | 0 | 0 | 49916.457 | 710.0776 | 48633.37 | 48390.207
8249 | 2021-12-10 16:00 | 451 |  | 70.1167 | 26.7621 | 1.7708 | 0.2 | 27.7031 | 258.0502 | 62.0551 | 0 |  | 451 | 383.7622 | 71.6477 | 0.10436 | 383.7622 | 71.6477 | 0.092454 | 361.9854 | 68.1405 | 0 | 421.5233 | 421.5577 | 48585.824 | 50.1772 | 48413.97 | 44729.727 | 42755.01 | 0 | 0 | 42554.727 | 723.735 | 0 | 0 | 0 | 0 | 42554.727 | 723.735 | 41443.33 | 41236.1094
8250 | 2021-12-10 17:00 | 231 |  | 75.1167 | 26.801 | 2.1967 | 0.2 | 15.1416 | 251.8911 | 74.6743 | 0 |  | 231 | 157.6865 | 76.3163 | 0.05345 | 157.6865 | 76.3163 | 0.047355 | 135.7316 | 72.5804 | 0 | 204.1457 | 204.1085 | 23524.387 | 37.9206 | 22908.314 | 21995.91 | 21051.807 | 0 | 0 | 21005.564 | 745.1551 | 0 | 0 | 0 | 0 | 21005.564 | 745.1551 | 20097.473 | 19996.9863
8251 | 2021-12-10 18:00 | 43.0333 |  | 32.9833 | 26.3378 | 2.5121 | 0.2 | 3.0352 | 245.1684 | 86.8482 | 0 |  | 43.0333 | 6.3503 | 30.761 | 0.0099573 | 6.3503 | 30.761 | 0.0088217 | 1.4602 | 29.2552 | 0 | 30.1011 | 30.0877 | 3467.7224 | 27.9536 | 2863.0168 | 2836.8665 | 2720.6208 | 0 | 0 | 2719.7595 | 706.1083 | 0 | 0 | 0 | 0 | 2719.7595 | 706.1083 | 2300.4446 | 2288.9424
8252 | 2021-12-10 19:00 | 0 |  | 0 | 25.4515 | 2.2904 | 0.2
8253 | 2021-12-10 20:00 | 0 |  | 0 | 24.5037 | 2 | 0.2
8254 | 2021-12-10 21:00 | 0 |  | 0 | 23.5858 | 2.1637 | 0.2
8255 | 2021-12-10 22:00 | 0 |  | 0 | 22.8402 | 1.7508 | 0.2
8256 | 2021-12-10 23:00 | 0 |  | 0 | 21.9773 | 1.9508 | 0.2
8257 | 2021-12-11 | 0 |  | 0 | 20.6725 | 1.5146 | 0.2
8258 | 2021-12-11 01:00 | 0 |  | 0 | 19.3158 | 1.5621 | 0.2
8259 | 2021-12-11 02:00 | 0 |  | 0 | 18.4884 | 1.3921 | 0.2
8260 | 2021-12-11 03:00 | 0 |  | 0 | 17.9756 | 0.62917 | 0.2
8261 | 2021-12-11 04:00 | 0 |  | 0 | 17.9017 | 0.5 | 0.2
8262 | 2021-12-11 05:00 | 83.3167 |  | 58.25 | 18.3684 | 0.54833 | 0.2 | 7.2441 | 112.4095 | 83.4275 | 0 |  | 83.3167 | 22.715 | 57.2622 | 0.019278 | 22.715 | 57.2622 | 0.01708 | 14.19 | 54.4506 | 0 | 67.2678 | 67.3804 | 7765.7593 | 22.3251 | 7066.5454 | 7119.4536 | 6421.96 | 0 | 0 | 6417.757 | 753.3633 | 0 | 0 | 0 | 0 | 6417.757 | 753.3633 | 5649.308 | 5621.062
8263 | 2021-12-11 06:00 | 283.2 |  | 102.55 | 19.3194 | 0.93292 | 0.2 | 19.5333 | 105.9496 | 71.0948 | 0 |  | 283.2 | 174.7955 | 102.1832 | 0.065529 | 174.7955 | 102.1832 | 0.058055 | 156.5206 | 97.171 | 0 | 248.6178 | 248.6403 | 28656.084 | 33.6667 | 28120.758 | 27362.137 | 25905.863 | 0 | 0 | 25839.873 | 756.1333 | 0 | 0 | 0 | 0 | 25839.873 | 756.1333 | 24980.916 | 24856.0117
8264 | 2021-12-11 07:00 | 494.9 |  | 136.05 | 20.4624 | 1.6062 | 0.2 | 32.2126 | 99.8846 | 58.3766 | 0 |  | 494.9 | 352.5195 | 136.5221 | 0.11451 | 352.5195 | 136.5221 | 0.10145 | 336.4862 | 129.828 | 0 | 456.988 | 456.8127 | 52648.062 | 46.0265 | 52553.47 | 49221.195 | 46529.38 | 0 | 0 | 46303.54 | 734.5096 | 0 | 0 | 0 | 0 | 46303.54 | 734.5096 | 45103.953 | 44878.4336
8265 | 2021-12-11 08:00 | 672.3667 |  | 192.3167 | 21.6039 | 2.3813 | 0.2 | 45.1284 | 93.6346 | 45.4282 | 0 |  | 672.3667 | 474.8805 | 193.2121 | 0.15558 | 474.8805 | 193.2121 | 0.13783 | 464.7557 | 183.7414 | 0 | 635.5271 | 635.4756 | 73238.1 | 55.9341 | 73492.03 | 66652.28 | 64117.418 | 0 | 0 | 63656.4 | 710.2217 | 0 | 0 | 0 | 0 | 63656.4 | 710.2217 | 62052.742 | 61742.4766
8266 | 2021-12-11 09:00 | 844.8833 |  | 242.0667 | 22.69 | 3.0821 | 0.2 | 58.133 | 86.12 | 32.4018 | 0 |  | 844.8833 | 598.8132 | 243.3293 | 0.19549 | 598.8132 | 243.3293 | 0.1732 | 593.2639 | 231.4047 | 0 | 808.1752 | 808.2086 | 93149.19 | 64.9815 | 93571.9 | 82242.14 | 78430.33 | 0 | 0 | 77668.35 | 674.643 | 0 | 0 | 0 | 0 | 77668.35 | 674.643 | 75530.6 | 75152.9531
8267 | 2021-12-11 10:00 | 983.3667 |  | 246.5333 | 23.5501 | 3.6829 | 0.2 | 70.9529 | 73.877 | 19.5953 | 0 |  | 983.3667 | 734.0544 | 248.2329 | 0.22754 | 734.0544 | 248.2329 | 0.20159 | 731.7816 | 236.0705 | 0 | 948.495 | 948.4573 | 109310.8 | 71.842 | 109679.43 | 94018.5 | 90967.02 | 0 | 0 | 89926.56 | 666.6 | 0 | 0 | 0 | 0 | 89926.56 | 666.6 | 87267.99 | 86831.6562
8268 | 2021-12-11 11:00 | 538.3667 |  | 389.5167 | 23.6861 | 4.0267 | 0.2 | 81.9227 | 34.1808 | 8.6627 | 0 |  | 538.3667 | 148.6174 | 389.8462 | 0.12457 | 148.6174 | 389.8462 | 0.11036 | 148.5312 | 370.7478 | 0 | 508.8934 | 508.8937 | 58651.992 | 49.195 | 58669.996 | 54418.45 | 51961.16 | 0 | 0 | 51673.15 | 730.7264 | 0 | 0 | 0 | 0 | 51673.15 | 730.7264 | 50349.99 | 50098.2383
8269 | 2021-12-11 12:00 | 533.5167 |  | 452.0833 | 23.6507 | 3.525 | 0.2 | 78.7291 | 304.5392 | 10.6085 | 0 |  | 533.5167 | 81.4561 | 457.316 | 0.12345 | 81.4561 | 457.316 | 0.10937 | 81.3772 | 434.9151 | 0 | 505.9665 | 505.9435 | 58311.867 | 49.5973 | 58323.867 | 54027.215 | 52002.527 | 0 | 0 | 51712.883 | 726.7314 | 0 | 0 | 0 | 0 | 51712.883 | 726.7314 | 50388.824 | 50136.8789
8270 | 2021-12-11 13:00 | 445.65 |  | 406.4167 | 23.4453 | 4.0838 | 0.2 | 66.606 | 280.847 | 22.9706 | 0 |  | 445.65 | 39.3093 | 410.8201 | 0.10312 | 39.3093 | 410.8201 | 0.091357 | 39.1374 | 390.6971 | 0 | 421.2378 | 421.2208 | 48547.73 | 44.5047 | 48375.195 | 45548.223 | 44063.293 | 0 | 0 | 43857.074 | 735.0545 | 0 | 0 | 0 | 0 | 43857.074 | 735.0545 | 42714.86 | 42501.2852
8271 | 2021-12-11 14:00 | 396.3 |  | 355.4 | 23.1422 | 4.2 | 0.2 | 53.6698 | 271.0073 | 35.9827 | 0 |  | 396.3 | 41.0452 | 359.1156 | 0.091698 | 41.0452 | 359.1156 | 0.081241 | 40.559 | 341.5253 | 0 | 374.4426 | 374.4237 | 43154.156 | 41.7632 | 42878.15 | 40719.93 | 39340.184 | 0 | 0 | 39179.64 | 740.6614 | 0 | 0 | 0 | 0 | 39179.64 | 740.6614 | 38148.984 | 37958.2383
8272 | 2021-12-11 15:00 | 276.0667 |  | 234.6333 | 22.8058 | 4.2725 | 0.2 | 40.6789 | 264.1177 | 49.0277 | 0 |  | 276.0667 | 41.6523 | 236.3456 | 0.063878 | 41.6523 | 236.3456 | 0.056593 | 40.5567 | 224.7681 | 0 | 260.0183 | 260.0272 | 29969.314 | 35.695 | 29453.373 | 28499.69 | 27335.453 | 0 | 0 | 27260.148 | 753.1603 | 0 | 0 | 0 | 0 | 27260.148 | 753.1603 | 26384.334 | 26252.4121
8273 | 2021-12-11 16:00 | 176.2833 |  | 171.6167 | 22.2482 | 4.6258 | 0.2 | 27.8323 | 258.0111 | 61.9267 | 0 |  | 176.2833 | 4.7016 | 170.8047 | 0.040789 | 4.7016 | 170.8047 | 0.036138 | 4.4369 | 162.4373 | 0 | 163.5367 | 163.5312 | 18847.502 | 30.2249 | 18170.777 | 17878.666 | 17213.54 | 0 | 0 | 17184.273 | 759.6409 | 0 | 0 | 0 | 0 | 17184.273 | 759.6409 | 16287.984 | 16206.5449
8274 | 2021-12-11 17:00 | 83.25 |  | 81.9167 | 21.5887 | 4.0671 | 0.2 | 15.2726 | 251.8641 | 74.5439 | 0 |  | 83.25 | 1.3486 | 81.4726 | 0.019263 | 1.3486 | 81.4726 | 0.017066 | 1.1629 | 77.4813 | 0 | 77.0713 | 77.0699 | 8882.438 | 25.4449 | 8165.012 | 8153.257 | 7860.7676 | 0 | 0 | 7854.421 | 748.9736 | 0 | 0 | 0 | 0 | 7854.421 | 748.9736 | 7019.028 | 6983.9326
8275 | 2021-12-11 18:00 | 5.7167 |  | 5.7167 | 20.8963 | 3.6904 | 0.2 | 3.1678 | 245.1537 | 86.716 | 0 |  | 5.7167 | 0 | 5.8072 | 0.0013228 | 0 | 5.8072 | 0.0011719 | 0 | 5.5226 | 0 | 5.4122 | 5.4128 | 623.8415 | 21.1718 | 251.5538 | 251.0052 | 247.6026 | 0 | 0 | 247.5923 | 583.2488 | 0 | 0 | 0 | 19.4965 | 228.0958 | 649.9998 | 187.637 | 186.6988525390625
8276 | 2021-12-11 19:00 | 0 |  | 0 | 20.2457 | 3.2792 | 0.2
8277 | 2021-12-11 20:00 | 0 |  | 0 | 19.6032 | 2.8017 | 0.2
8278 | 2021-12-11 21:00 | 0 |  | 0 | 18.9607 | 2.9467 | 0.2
8279 | 2021-12-11 22:00 | 0 |  | 0 | 18.3182 | 3.3983 | 0.2
8280 | 2021-12-11 23:00 | 0 |  | 0 | 17.7438 | 3.3017 | 0.2
8281 | 2021-12-12 | 0 |  | 0 | 17.5906 | 3.1983 | 0.2
8282 | 2021-12-12 01:00 | 0 |  | 0 | 17.5102 | 3.7071 | 0.2
8283 | 2021-12-12 02:00 | 0 |  | 0 | 17.4605 | 4.3338 | 0.2
8284 | 2021-12-12 03:00 | 0 |  | 0 | 17.4292 | 4.4413 | 0.2
8285 | 2021-12-12 04:00 | 0 |  | 0 | 17.5063 | 3.5454 | 0.2
8286 | 2021-12-12 05:00 | 78.7167 |  | 53 | 18.1984 | 2.755 | 0.2 | 7.1894 | 112.5304 | 83.4831 | 0 |  | 78.7167 | 23.2826 | 52.1315 | 0.018214 | 23.2826 | 52.1315 | 0.016137 | 14.498 | 49.5719 | 0 | 62.7886 | 62.8949 | 7248.9033 | 21.5389 | 6556.6226 | 6622.048 | 5899.982 | 0 | 0 | 5896.398 | 753.4029 | 0 | 0 | 0 | 0 | 5896.398 | 753.4029 | 5161.7495 | 5135.9409
8287 | 2021-12-12 06:00 | 260.2667 |  | 103.05 | 19.504 | 2.3879 | 0.2 | 19.4693 | 106.0718 | 71.1597 | 0 |  | 260.2667 | 152.0962 | 102.6739 | 0.060222 | 152.0962 | 102.6739 | 0.053354 | 136.1163 | 97.6377 | 0 | 229.0789 | 229.1659 | 26411.717 | 31.8804 | 25840.44 | 25283.701 | 23865.3 | 0 | 0 | 23809.525 | 760.9836 | 0 | 0 | 0 | 0 | 23809.525 | 760.9836 | 22936.17 | 22821.4883
8288 | 2021-12-12 07:00 | 490.2333 |  | 116.65 | 21.1492 | 2.6942 | 0.2 | 32.1421 | 100.0159 | 58.4482 | 0 |  | 490.2333 | 366.9635 | 117.15 | 0.11343 | 366.9635 | 117.15 | 0.1005 | 350.2018 | 111.4055 | 0 | 452.3752 | 452.6101 | 52166.113 | 45.2549 | 52062.156 | 48878.64 | 46750.508 | 0 | 0 | 46519.664 | 732.507 | 0 | 0 | 0 | 0 | 46519.664 | 732.507 | 45315.04 | 45088.4648
8289 | 2021-12-12 08:00 | 698.1 |  | 159.1333 | 22.9011 | 3.7271 | 0.2 | 45.0539 | 93.788 | 45.5038 | 0 |  | 698.1 | 533.1348 | 160.0896 | 0.16153 | 533.1348 | 160.0896 | 0.14311 | 521.7166 | 152.2422 | 0 | 660.4796 | 660.6311 | 76140.125 | 56.4704 | 76430.05 | 69182.59 | 66222.33 | 0 | 0 | 65732.97 | 711.1661 | 0 | 0 | 0 | 0 | 65732.97 | 711.1661 | 64054.28 | 63734.0078
8290 | 2021-12-12 09:00 | 857.9167 |  | 219.5833 | 24.6239 | 4.8346 | 0.2 | 58.0584 | 86.3244 | 32.4779 | 0 |  | 857.9167 | 634.0688 | 220.9161 | 0.19851 | 634.0688 | 220.9161 | 0.17587 | 628.1607 | 210.0898 | 0 | 821.4855 | 821.6528 | 94697.89 | 64.3236 | 95120.76 | 83791.96 | 80528.766 | 0 | 0 | 79760.94 | 687.4569 | 0 | 0 | 0 | 0 | 79760.94 | 687.4569 | 77537.82 | 77150.1328
8291 | 2021-12-12 10:00 | 977.95 |  | 251.5 | 26.3338 | 4.5146 | 0.2 | 70.8881 | 74.2259 | 19.6619 | 0 |  | 977.95 | 723.6858 | 253.181 | 0.22628 | 723.6858 | 253.181 | 0.20048 | 721.4288 | 240.7762 | 0 | 942.9609 | 942.9753 | 108681.164 | 72.5637 | 109053.5 | 93224.65 | 90120.984 | 0 | 0 | 89088.12 | 662.8222 | 0 | 0 | 0 | 34.8493 | 89053.27 | 664.984 | 86433.46 | 86001.2891
8292 | 2021-12-12 11:00 | 1036.4166 |  | 269.5667 | 27.7952 | 4.5742 | 0.2 | 81.9294 | 35.1126 | 8.6714 | 0 |  | 1036.4166 | 765.6277 | 271.5613 | 0.23981 | 765.6277 | 271.5613 | 0.21246 | 765.1831 | 258.2586 | 0 | 1002.9728 | 1002.975 | 115594.766 | 76.8335 | 115883.39 | 97468.04 | 94537.52 | 0 | 0 | 93352.37 | 649.7221 | 0 | 0 | 0 | 658.3036 | 92694.06 | 658.4511 | 89910.984 | 89461.4297
8293 | 2021-12-12 12:00 | 1023.8333 |  | 266.9167 | 28.902 | 4.6967 | 0.2 | 78.8597 | 304.584 | 10.4789 | 0 |  | 1023.8333 | 757.106 | 269.349 | 0.2369 | 757.106 | 269.349 | 0.20988 | 756.3886 | 256.1572 | 0 | 992.2949 | 992.3372 | 114369.45 | 77.1505 | 114676.99 | 96345.766 | 94093.484 | 0 | 0 | 92901.88 | 645.3946 | 0 | 0 | 0 | 885.8481 | 92016.03 | 657.394 | 89263.7 | 88817.3828
8294 | 2021-12-12 13:00 | 925.5333 |  | 279.2167 | 29.6156 | 5.5383 | 0.2 | 66.7334 | 280.7728 | 22.8453 | 0 |  | 925.5333 | 647.5482 | 281.9166 | 0.21416 | 647.5482 | 281.9166 | 0.18973 | 644.7491 | 268.1109 | 0 | 894.6028 | 894.5097 | 103096.586 | 71.4735 | 103509.195 | 88857.42 | 86118.336 | 0 | 0 | 85184.06 | 665.6533 | 0 | 0 | 0 | 83.361 | 85100.695 | 669.6273 | 82653.14 | 82239.875
8295 | 2021-12-12 14:00 | 811.0167 |  | 204.15 | 29.9334 | 7.19 | 0.2 | 53.7957 | 270.9482 | 35.8583 | 0 |  | 811.0167 | 608.9988 | 206.8709 | 0.18766 | 608.9988 | 206.8709 | 0.16626 | 601.8447 | 196.7417 | 0 | 782.6146 | 782.4213 | 90173.64 | 63.8956 | 90586.26 | 79929.97 | 76534.8 | 0 | 0 | 75833.07 | 690.3108 | 0 | 0 | 0 | 0 | 75833.07 | 690.3108 | 73769 | 73400.1562
8296 | 2021-12-12 15:00 | 626.1 |  | 157.4833 | 29.8322 | 7.6396 | 0.2 | 40.8052 | 264.0743 | 48.9024 | 0 |  | 626.1 | 471.0726 | 159.879 | 0.14487 | 471.0726 | 159.879 | 0.12835 | 458.7713 | 152.0514 | 0 | 598.6062 | 598.5268 | 68980.84 | 55.2862 | 69173.195 | 62876.746 | 60939.023 | 0 | 0 | 60518.676 | 709.3578 | 0 | 0 | 0 | 0 | 60518.676 | 709.3578 | 58998.992 | 58704
8297 | 2021-12-12 16:00 | 416.6833 |  | 118.55 | 29.197 | 6.9921 | 0.2 | 27.9598 | 257.9804 | 61.8 | 0 |  | 416.6833 | 300.3461 | 120.4423 | 0.096415 | 300.3461 | 120.4423 | 0.085419 | 283.5694 | 114.5459 | 0 | 390.1529 | 390.0501 | 44954.73 | 46.2809 | 44713.258 | 41844.637 | 40046.55 | 0 | 0 | 39874.883 | 733.337 | 0 | 0 | 0 | 0 | 39874.883 | 733.337 | 38827.49 | 38633.3516
8298 | 2021-12-12 17:00 | 200.7333 |  | 88.9 | 28.1043 | 6.5929 | 0.2 | 15.4015 | 251.8447 | 74.4156 | 0 |  | 200.7333 | 113.0951 | 89.8294 | 0.046447 | 113.0951 | 89.8294 | 0.04115 | 97.6954 | 85.4315 | 0 | 179.4644 | 179.3913 | 20675.855 | 36.1055 | 20021.25 | 19335.342 | 18505.307 | 0 | 0 | 18469.729 | 746.2031 | 0 | 0 | 0 | 0 | 18469.729 | 746.2031 | 17561.854 | 17474.0449
8299 | 2021-12-12 18:00 | 14.1333 |  | 14.1333 | 26.7323 | 5.8146 | 0.2 | 3.2977 | 245.1462 | 86.5866 | 0 |  | 14.1333 | 0 | 14.1193 | 0.0032703 | 0 | 14.1193 | 0.0028973 | 0 | 13.4275 | 0 | 13.1589 | 13.1594 | 1516.6489 | 27.3404 | 1029.631 | 1023.7299 | 996.1434 | 0 | 0 | 996.0138 | 661.4931 | 0 | 0 | 0 | 0.13856 | 995.8752 | 663.3848 | 826.351 | 822.2191772460938
8300 | 2021-12-12 19:00 | 0 |  | 0 | 25.3577 | 6.0258 | 0.2
8301 | 2021-12-12 20:00 | 0 |  | 0 | 24.0192 | 5.4671 | 0.2
8302 | 2021-12-12 21:00 | 0 |  | 0 | 22.8595 | 5.2717 | 0.2
8303 | 2021-12-12 22:00 | 0 |  | 0 | 21.6966 | 6.0579 | 0.2
8304 | 2021-12-12 23:00 | 0 |  | 0 | 20.5328 | 6.345 | 0.2
8305 | 2021-12-13 | 0 |  | 0 | 19.3914 | 7.2933 | 0.2
8306 | 2021-12-13 01:00 | 0 |  | 0 | 18.2644 | 7.9054 | 0.2
8307 | 2021-12-13 02:00 | 0 |  | 0 | 17.5723 | 8.8717 | 0.2
8308 | 2021-12-13 03:00 | 0 |  | 0 | 17.1395 | 8.3383 | 0.2
8309 | 2021-12-13 04:00 | 0 |  | 0 | 17.0857 | 6.3092 | 0.2
8310 | 2021-12-13 05:00 | 75.2333 |  | 46.65 | 17.6009 | 6.1421 | 0.2 | 7.1298 | 112.6453 | 83.5435 | 0 |  | 75.2333 | 25.852 | 45.8293 | 0.017408 | 25.852 | 45.8293 | 0.015423 | 16.0406 | 43.5777 | 0 | 58.4259 | 58.4512 | 6736.5537 | 20.262 | 6054.913 | 6138.0024 | 5415.539 | 0 | 0 | 5412.46 | 750.6594 | 0 | 0 | 0 | 0 | 5412.46 | 750.6594 | 4713.716 | 4690.1475
8311 | 2021-12-13 06:00 | 256.8333 |  | 99.6833 | 18.6522 | 4.8496 | 0.2 | 19.401 | 106.1872 | 71.2289 | 0 |  | 256.8333 | 152.0055 | 99.3265 | 0.059428 | 152.0055 | 99.3265 | 0.05265 | 135.9512 | 94.4544 | 0 | 225.7976 | 225.7369 | 26016.535 | 29.5517 | 25439.092 | 25073.143 | 23731.092 | 0 | 0 | 23676.447 | 764.3394 | 0 | 0 | 0 | 0 | 23676.447 | 764.3394 | 22800.613 | 22686.6094
8312 | 2021-12-13 07:00 | 466.2333 |  | 151.35 | 19.9748 | 3.6921 | 0.2 | 32.0675 | 100.1392 | 58.5238 | 0 |  | 466.2333 | 309.2786 | 151.7623 | 0.10788 | 309.2786 | 151.7623 | 0.095577 | 295.0879 | 144.3213 | 0 | 430.6211 | 430.9589 | 49669.965 | 41.9085 | 49518.688 | 46991.133 | 44715.61 | 0 | 0 | 44509.77 | 742.6545 | 0 | 0 | 0 | 0 | 44509.77 | 742.6545 | 43352.184 | 43135.4219
8313 | 2021-12-13 08:00 | 661.7333 |  | 202.55 | 21.3655 | 3.8433 | 0.2 | 44.9755 | 93.9316 | 45.5833 | 0 |  | 661.7333 | 454.1913 | 203.3953 | 0.15312 | 454.1913 | 203.3953 | 0.13565 | 444.4178 | 193.4255 | 0 | 625.0863 | 625.1739 | 72052.5 | 52.9656 | 72289.3 | 66219.17 | 63137.996 | 0 | 0 | 62702.156 | 717.2288 | 0 | 0 | 0 | 0 | 62702.156 | 717.2288 | 61132.492 | 60826.8281
8314 | 2021-12-13 09:00 | 823.75 |  | 262.65 | 22.6883 | 4.9192 | 0.2 | 57.9797 | 86.5154 | 32.5578 | 0 |  | 823.75 | 557.3297 | 263.7965 | 0.1906 | 557.3297 | 263.7965 | 0.16887 | 552.1071 | 250.8689 | 0 | 786.9164 | 786.9266 | 90694.445 | 60.5641 | 91109.68 | 81340.78 | 78462.16 | 0 | 0 | 77750.47 | 695.9373 | 0 | 0 | 0 | 0 | 77750.47 | 695.9373 | 75609.4 | 75231.3516
8315 | 2021-12-13 10:00 | 925 |  | 316.6167 | 23.823 | 5.1363 | 0.2 | 70.8184 | 74.5532 | 19.7332 | 0 |  | 925 | 606.0487 | 317.9487 | 0.21403 | 606.0487 | 317.9487 | 0.18962 | 604.1439 | 302.3703 | 0 | 888.384 | 888.402 | 102387.586 | 66.1627 | 102803.88 | 89981.266 | 87297.8 | 0 | 0 | 86367.516 | 678.1376 | 0 | 0 | 0 | 0 | 86367.516 | 678.1376 | 83865.31 | 83445.9844
8316 | 2021-12-13 11:00 | 973.1834 |  | 367.3667 | 24.9062 | 5.3854 | 0.2 | 81.927 | 36.0229 | 8.6876 | 0 |  | 973.1834 | 604.8334 | 369.3209 | 0.22518 | 604.8334 | 369.3209 | 0.1995 | 604.4811 | 351.229 | 0 | 936.5958 | 936.5954 | 107941.89 | 69.0395 | 108322.305 | 93822.73 | 91060.25 | 0 | 0 | 90031.7 | 670.8779 | 0 | 0 | 0 | 0 | 90031.7 | 670.8779 | 87368.445 | 86931.6094
8317 | 2021-12-13 12:00 | 975.0833 |  | 340.7167 | 25.754 | 5.2479 | 0.2 | 78.9865 | 304.6646 | 10.3526 | 0 |  | 975.0833 | 634.5072 | 342.8098 | 0.22562 | 634.5072 | 342.8098 | 0.19989 | 633.9191 | 326.0194 | 0 | 940.7397 | 940.7557 | 108424.95 | 70.3615 | 108802.11 | 93784.25 | 90974.086 | 0 | 0 | 89940.6 | 667.6132 | 0 | 0 | 0 | 0 | 89940.6 | 667.6132 | 87281.41 | 86845
8318 | 2021-12-13 13:00 | 904.85 |  | 310.8333 | 26.2864 | 3.1763 | 0.2 | 66.8591 | 280.7169 | 22.7215 | 0 |  | 904.85 | 595.131 | 313.401 | 0.20937 | 595.131 | 313.401 | 0.18549 | 592.5879 | 298.053 | 0 | 872.8281 | 872.7703 | 100591.05 | 71.7609 | 101011.53 | 86610.82 | 82719.82 | 0 | 0 | 81806.54 | 649.0899 | 0 | 0 | 0 | 33.4396 | 81773.1 | 651.0403 | 79466.52 | 79069.1875
8319 | 2021-12-13 14:00 | 775.1333 |  | 252.2333 | 26.4768 | 2.3896 | 0.2 | 53.9201 | 270.9014 | 35.735 | 0 |  | 775.1333 | 524.7197 | 254.9629 | 0.17935 | 524.7197 | 254.9629 | 0.1589 | 518.6058 | 242.4782 | 0 | 745.8624 | 745.8854 | 85965.98 | 66.7565 | 86353.48 | 75409.88 | 72512.17 | 0 | 0 | 71866.78 | 677.6327 | 0 | 0 | 0 | 0 | 71866.78 | 677.6327 | 69958.09 | 69608.3047
8320 | 2021-12-13 15:00 | 577.2167 |  | 222.6833 | 26.264 | 2.4475 | 0.2 | 40.93 | 264.0407 | 48.7784 | 0 |  | 577.2167 | 356.3766 | 224.7666 | 0.13356 | 356.3766 | 224.7666 | 0.11833 | 347.1375 | 213.7606 | 0 | 549.6802 | 549.587 | 63342.047 | 55.8649 | 63442.83 | 57544.375 | 55663.28 | 0 | 0 | 55314.156 | 706.7093 | 0 | 0 | 0 | 0 | 55314.156 | 706.7093 | 53909.043 | 53639.4961
8321 | 2021-12-13 16:00 | 384.5667 |  | 164.6833 | 25.6132 | 2.8838 | 0.2 | 28.0855 | 257.958 | 61.6749 | 0 |  | 384.5667 | 221.5019 | 166.244 | 0.088983 | 221.5019 | 166.244 | 0.078835 | 209.2243 | 158.1041 | 0 | 359.9818 | 359.9187 | 41481.22 | 44.6176 | 41173.53 | 38735.742 | 37266.99 | 0 | 0 | 37120.207 | 736.4827 | 0 | 0 | 0 | 0 | 37120.207 | 736.4827 | 36134.367 | 35953.6953
8322 | 2021-12-13 17:00 | 189.55 |  | 89 | 24.6011 | 3.2967 | 0.2 | 15.5281 | 251.8329 | 74.2895 | 0 |  | 189.55 | 101.6717 | 89.9328 | 0.043859 | 101.6717 | 89.9328 | 0.038857 | 87.9757 | 85.5298 | 0 | 170.0353 | 169.9405 | 19586.348 | 33.4072 | 18918.54 | 18427.441 | 17712.906 | 0 | 0 | 17680.459 | 748.7372 | 0 | 0 | 0 | 0 | 17680.459 | 748.7372 | 16778.783 | 16694.8887
8323 | 2021-12-13 18:00 | 13.9833 |  | 13.9833 | 23.4279 | 3.5517 | 0.2 | 3.4247 | 245.1457 | 86.4599 | 0 |  | 13.9833 | 0 | 13.9751 | 0.0032355 | 0 | 13.9751 | 0.0028666 | 0 | 13.2903 | 0 | 13.0245 | 13.0246 | 1501.1334 | 24.095 | 1015.5023 | 1017.6862 | 989.3431 | 0 | 0 | 989.2183 | 672.0839 | 0 | 0 | 0 | 0 | 989.2183 | 672.0839 | 820.7659 | 816.6620483398438
8324 | 2021-12-13 19:00 | 0 |  | 0 | 22.6568 | 2.9067 | 0.2
8325 | 2021-12-13 20:00 | 0 |  | 0 | 21.8591 | 2.3242 | 0.2
8326 | 2021-12-13 21:00 | 0 |  | 0 | 21.0435 | 3.0796 | 0.2
8327 | 2021-12-13 22:00 | 0 |  | 0 | 20.2279 | 3.9562 | 0.2
8328 | 2021-12-13 23:00 | 0 |  | 0 | 19.4766 | 4.45 | 0.2
8329 | 2021-12-14 | 0 |  | 0 | 19.1184 | 4.15 | 0.2
8330 | 2021-12-14 01:00 | 0 |  | 0 | 18.8082 | 4.6192 | 0.2
8331 | 2021-12-14 02:00 | 0 |  | 0 | 18.6034 | 5.3571 | 0.2
8332 | 2021-12-14 03:00 | 0 |  | 0 | 18.4638 | 5.7387 | 0.2
8333 | 2021-12-14 04:00 | 0 |  | 0 | 18.475 | 5.1188 | 0.2
8334 | 2021-12-14 05:00 | 69.5167 |  | 45 | 19.0336 | 4.5146 | 0.2 | 7.0656 | 112.7541 | 83.6086 | 0 |  | 69.5167 | 22.15 | 44.1968 | 0.016085 | 22.15 | 44.1968 | 0.014251 | 13.6891 | 42.0253 | 0 | 54.6001 | 54.6683 | 6300.8916 | 21.7138 | 5625.4937 | 5678.584 | 4990.6816 | 0 | 0 | 4988.0474 | 748.4315 | 0 | 0 | 0 | 0 | 4988.0474 | 748.4315 | 4324.3813 | 4302.7593
8335 | 2021-12-14 06:00 | 246.1167 |  | 107.6 | 20.1823 | 4.6708 | 0.2 | 19.3284 | 106.2956 | 71.3024 | 0 |  | 246.1167 | 133.9582 | 107.1768 | 0.056948 | 133.9582 | 107.1768 | 0.050453 | 119.7311 | 101.9198 | 0 | 217.2178 | 217.2829 | 25041.795 | 30.7592 | 24449.379 | 24007.275 | 22664.771 | 0 | 0 | 22614.416 | 759.975 | 0 | 0 | 0 | 0 | 22614.416 | 759.975 | 21721.764 | 21613.1543
8336 | 2021-12-14 07:00 | 461.5833 |  | 153.3333 | 21.6655 | 5.4779 | 0.2 | 31.9889 | 100.2545 | 58.6032 | 0 |  | 461.5833 | 302.7387 | 153.7322 | 0.1068 | 302.7387 | 153.7322 | 0.094624 | 288.7821 | 146.1946 | 0 | 426.2771 | 426.2504 | 49125.42 | 41.6665 | 48963.816 | 46510.32 | 44320.426 | 0 | 0 | 44120.348 | 745.3169 | 0 | 0 | 0 | 0 | 44120.348 | 745.3169 | 42971.926 | 42757.0664
8337 | 2021-12-14 08:00 | 657.9 |  | 207.8667 | 23.2422 | 6.8875 | 0.2 | 44.8934 | 94.0652 | 45.6664 | 0 |  | 657.9 | 445.118 | 208.6823 | 0.15223 | 445.118 | 208.6823 | 0.13487 | 435.4923 | 198.4534 | 0 | 621.2668 | 621.3586 | 71614.164 | 50.587 | 71844.33 | 66339.25 | 63376.367 | 0 | 0 | 62946.766 | 726.6958 | 0 | 0 | 0 | 0 | 62946.766 | 726.6958 | 61368.418 | 61061.5781
8338 | 2021-12-14 09:00 | 824.15 |  | 263.65 | 24.8338 | 8.2908 | 0.2 | 57.8973 | 86.6927 | 32.6414 | 0 |  | 824.15 | 556.7127 | 264.7846 | 0.1907 | 556.7127 | 264.7846 | 0.16895 | 551.4647 | 251.8086 | 0 | 787.2078 | 787.2014 | 90726.26 | 57.3342 | 91141.81 | 82289.28 | 79191.73 | 0 | 0 | 78482.57 | 705.9004 | 0 | 0 | 0 | 0 | 78482.57 | 705.9004 | 76311.78 | 75930.2266
8339 | 2021-12-14 10:00 | 907.1667 |  | 331.1167 | 26.315 | 9.0942 | 0.2 | 70.744 | 74.8585 | 19.8089 | 0 |  | 907.1667 | 573.8215 | 332.5503 | 0.20991 | 573.8215 | 332.5503 | 0.18597 | 572.0033 | 316.2566 | 0 | 870.4947 | 870.517 | 100327.29 | 60.9652 | 100749.766 | 89824.22 | 86348.914 | 0 | 0 | 85486.19 | 694.0921 | 0 | 0 | 0 | 0 | 85486.19 | 694.0921 | 83022.055 | 82606.9453
8340 | 2021-12-14 11:00 | 944.85 |  | 376.4 | 27.5322 | 9.8304 | 0.2 | 81.9158 | 36.9082 | 8.711 | 0 |  | 944.85 | 567.5115 | 378.3225 | 0.21863 | 567.5115 | 378.3225 | 0.19369 | 567.1793 | 359.7894 | 0 | 908.4293 | 908.4344 | 104699.95 | 62.5004 | 105104.32 | 93206.66 | 90008.2 | 0 | 0 | 89055.25 | 691.3838 | 0 | 0 | 0 | 0 | 89055.25 | 691.3838 | 86435.35 | 86003.1797
8341 | 2021-12-14 12:00 | 975.4334 |  | 361 | 28.4769 | 10.405 | 0.2 | 79.1093 | 304.7818 | 10.2298 | 0 |  | 975.4334 | 614.553 | 363.412 | 0.2257 | 614.553 | 363.412 | 0.19996 | 613.9955 | 345.6124 | 0 | 940.4157 | 940.3961 | 108383.16 | 63.7413 | 108759.02 | 96020.01 | 93369.484 | 0 | 0 | 92317.37 | 682.2567 | 0 | 0 | 0 | 0 | 92317.37 | 682.2567 | 89551.39 | 89103.6328
8342 | 2021-12-14 13:00 | 870.05 |  | 317.1333 | 29.0563 | 8.8358 | 0.2 | 66.9829 | 280.6793 | 22.5992 | 0 |  | 870.05 | 553.9385 | 319.7142 | 0.20132 | 553.9385 | 319.7142 | 0.17836 | 551.5983 | 304.0568 | 0 | 838.542 | 838.4811 | 96638.8 | 62.8259 | 97066.984 | 85981.71 | 83279.67 | 0 | 0 | 82451.6 | 686.4517 | 0 | 0 | 0 | 0 | 82451.6 | 686.4517 | 80116.58 | 79716
8343 | 2021-12-14 14:00 | 753.1 |  | 353.5833 | 29.2753 | 8.2396 | 0.2 | 54.0431 | 270.8672 | 35.6131 | 0 |  | 753.1 | 400.8946 | 355.9553 | 0.17426 | 400.8946 | 355.9553 | 0.15438 | 396.2613 | 338.5238 | 0 | 720.0894 | 720.1542 | 83000.195 | 59.077 | 83365.26 | 74813.125 | 72367.516 | 0 | 0 | 71757.2 | 697.4876 | 0 | 0 | 0 | 0 | 71757.2 | 697.4876 | 69852.74 | 69503.4766
8344 | 2021-12-14 15:00 | 584.1167 |  | 214.9833 | 29.1214 | 8.0283 | 0.2 | 41.0531 | 264.0168 | 48.656 | 0 |  | 584.1167 | 371.0384 | 217.0542 | 0.13516 | 371.0384 | 217.0542 | 0.11974 | 361.4876 | 206.4259 | 0 | 556.5553 | 556.4937 | 64139.195 | 52.3729 | 64253.492 | 58975.914 | 57073.723 | 0 | 0 | 56711.05 | 716.0933 | 0 | 0 | 0 | 0 | 56711.05 | 716.0933 | 55274.89 | 54998.5156
8345 | 2021-12-14 16:00 | 361.7167 |  | 183.1 | 28.4355 | 7.3696 | 0.2 | 28.2092 | 257.944 | 61.5517 | 0 |  | 361.7167 | 179.9215 | 183.9783 | 0.083696 | 179.9215 | 183.9783 | 0.074151 | 170.024 | 174.9687 | 0 | 338.0929 | 338.1035 | 38967.03 | 42.992 | 38612.066 | 36515.35 | 35076.52 | 0 | 0 | 34948.816 | 739.746 | 0 | 0 | 0 | 0 | 34948.816 | 739.746 | 33989.074 | 33819.1289
8346 | 2021-12-14 17:00 | 171.05 |  | 93.5167 | 27.3581 | 6.4688 | 0.2 | 15.6522 | 251.8286 | 74.1656 | 0 |  | 171.05 | 78.3893 | 94.0001 | 0.039579 | 78.3893 | 94.0001 | 0.035065 | 67.9399 | 89.3971 | 0 | 154.1903 | 154.1557 | 17766.912 | 34.2727 | 17079.172 | 16588.701 | 15975.063 | 0 | 0 | 15948.651 | 745.8765 | 0 | 0 | 0 | 0 | 15948.651 | 745.8765 | 15070.775 | 14995.4209
8347 | 2021-12-14 18:00 | 13.1 |  | 13.1 | 26.1545 | 6.025 | 0.2 | 3.5486 | 245.1523 | 86.3361 | 0 |  | 13.1 | 0 | 13.1089 | 0.0030312 | 0 | 13.1089 | 0.0026855 | 0 | 12.4666 | 0 | 12.2172 | 12.2173 | 1408.0859 | 26.7137 | 930.9786 | 927.286 | 899.5821 | 0 | 0 | 899.4752 | 661.3961 | 0 | 0 | 0 | 0.33119 | 899.144 | 664.442 | 745.2761 | 741.5496826171875
8348 | 2021-12-14 19:00 | 0 |  | 0 | 25.5167 | 6.3113 | 0.2
8349 | 2021-12-14 20:00 | 0 |  | 0 | 24.9816 | 6.25 | 0.2
8350 | 2021-12-14 21:00 | 0 |  | 0 | 24.4465 | 6.1567 | 0.2
8351 | 2021-12-14 22:00 | 0 |  | 0 | 23.9113 | 4.9533 | 0.2
8352 | 2021-12-14 23:00 | 0 |  | 0 | 23.4245 | 5.4104 | 0.2
8353 | 2021-12-15 | 0 |  | 0 | 23.2429 | 5.1042 | 0.2
8354 | 2021-12-15 01:00 | 0 |  | 0 | 23.1619 | 4.5921 | 0.2
8355 | 2021-12-15 02:00 | 0 |  | 0 | 23.167 | 3.9688 | 0.2
8356 | 2021-12-15 03:00 | 0 |  | 0 | 23.1517 | 3.0954 | 0.2
8357 | 2021-12-15 04:00 | 0 |  | 0 | 22.9627 | 2.2654 | 0.2
8358 | 2021-12-15 05:00 | 18.7 |  | 18.7 | 21.9804 | 2.3492 | 0.2 | 6.9967 | 112.8566 | 83.6782 | 0 |  | 18.7 | 0 | 18.6432 | 0.0043269 | 0 | 18.6432 | 0.0038335 | 0 | 17.7302 | 0 | 17.3756 | 17.3742 | 2002.4371 | 22.9204 | 1477.1781 | 1485.5092 | 1438.0026 | 0 | 0 | 1437.7524 | 690.0172 | 0 | 0 | 0 | 0 | 1437.7524 | 690.0172 | 1198.925 | 1192.930419921875
8359 | 2021-12-15 06:00 | 65.6833 |  | 65.6833 | 22.6754 | 2.3008 | 0.2 | 19.2516 | 106.3972 | 71.38 | 0 |  | 65.6833 | 0 | 65.2825 | 0.015198 | 0 | 65.2825 | 0.013465 | 0 | 62.0841 | 0 | 60.8424 | 60.8424 | 7012.3574 | 25.9743 | 6314.4062 | 6294.889 | 6097.9536 | 0 | 0 | 6094.033 | 739.1237 | 0 | 0 | 0 | 0 | 6094.033 | 739.1237 | 5345.976 | 5319.2461
8360 | 2021-12-15 07:00 | 120.4333 |  | 120.4333 | 23.4129 | 2.2129 | 0.2 | 31.9066 | 100.3617 | 58.6865 | 0 |  | 120.4333 | 0 | 119.6914 | 0.027867 | 0 | 119.6914 | 0.024689 | 0 | 113.827 | 0 | 111.5505 | 111.5497 | 12856.463 | 29.4855 | 12134.082 | 11963.758 | 11472.7295 | 0 | 0 | 11459.38 | 751.3981 | 0 | 0 | 0 | 0 | 11459.38 | 751.3981 | 10625.249 | 10572.123
8361 | 2021-12-15 08:00 | 167.55 |  | 166.6333 | 24.005 | 2.3087 | 0.2 | 44.8076 | 94.1887 | 45.7531 | 0 |  | 167.55 | 0.90661 | 165.6643 | 0.038769 | 0.90661 | 165.6643 | 0.034347 | 0.88691 | 157.5474 | 0 | 155.2657 | 155.2662 | 17894.328 | 32.4207 | 17207.389 | 16813.266 | 16275.952 | 0 | 0 | 16248.837 | 749.6502 | 0 | 0 | 0 | 0 | 16248.837 | 749.6502 | 15365.831 | 15289.002
8362 | 2021-12-15 09:00 | 216.7333 |  | 215.7333 | 24.6595 | 3.0321 | 0.2 | 57.8111 | 86.8563 | 32.7285 | 0 |  | 216.7333 | 0.99321 | 214.5731 | 0.050149 | 0.99321 | 214.5731 | 0.04443 | 0.98379 | 204.06 | 0 | 200.9429 | 200.9433 | 23159.307 | 35.1983 | 22537.117 | 21833.46 | 21066.178 | 0 | 0 | 21020.594 | 747.6038 | 0 | 0 | 0 | 0 | 21020.594 | 747.6038 | 20112.592 | 20012.0293
8363 | 2021-12-15 10:00 | 244.9667 |  | 241.45 | 25.0197 | 3.3517 | 0.2 | 70.6652 | 75.1418 | 19.8888 | 0 |  | 244.9667 | 3.503 | 240.2646 | 0.056682 | 3.503 | 240.2646 | 0.050218 | 3.4918 | 228.4931 | 0 | 227.3451 | 227.345 | 26202.094 | 36.771 | 25625.031 | 24705.164 | 23630.479 | 0 | 0 | 23573.697 | 748.7313 | 0 | 0 | 0 | 0 | 23573.697 | 748.7313 | 22696.006 | 22582.5254
8364 | 2021-12-15 11:00 | 264.5667 |  | 258.9333 | 25.3711 | 2.8033 | 0.2 | 81.8959 | 37.7651 | 8.7415 | 0 |  | 264.5667 | 5.6239 | 257.7824 | 0.061217 | 5.6239 | 257.7824 | 0.054236 | 5.6206 | 245.1529 | 0 | 245.7581 | 245.7581 | 28325.09 | 38.3952 | 27781.842 | 26649.562 | 25628.287 | 0 | 0 | 25560.791 | 746.0104 | 0 | 0 | 0 | 0 | 25560.791 | 746.0104 | 24705.52 | 24581.9902
8365 | 2021-12-15 12:00 | 253.5667 |  | 248.4167 | 25.2675 | 2.5913 | 0.2 | 79.2279 | 304.9366 | 10.1105 | 0 |  | 253.5667 | 5.1509 | 247.3289 | 0.058672 | 5.1509 | 247.3289 | 0.051981 | 5.1463 | 235.2118 | 0 | 235.551 | 235.5509 | 27146.918 | 37.8717 | 26584.676 | 25541.844 | 24600.307 | 0 | 0 | 24536.797 | 741.4117 | 0 | 0 | 0 | 0 | 24536.797 | 741.4117 | 23678.45 | 23560.0566
8366 | 2021-12-15 13:00 | 223.8667 |  | 218.1667 | 25.1744 | 1.8679 | 0.2 | 67.1048 | 280.6606 | 22.4786 | 0 |  | 223.8667 | 5.7104 | 217.1516 | 0.0518 | 5.7104 | 217.1516 | 0.045892 | 5.6865 | 206.513 | 0 | 207.9556 | 207.9537 | 23967.303 | 36.6741 | 23356.602 | 22522.607 | 21701.674 | 0 | 0 | 21653.838 | 748.596 | 0 | 0 | 0 | 0 | 21653.838 | 748.596 | 20750.514 | 20646.7598
8367 | 2021-12-15 14:00 | 188.8333 |  | 187.9167 | 25.438 | 1.4517 | 0.2 | 54.1644 | 270.8457 | 35.4927 | 0 |  | 188.8333 | 0.9198 | 186.9843 | 0.043693 | 0.9198 | 186.9843 | 0.03871 | 0.90925 | 177.8236 | 0 | 175.1582 | 175.1566 | 20187.291 | 35.3093 | 19526.047 | 18906.406 | 18161.055 | 0 | 0 | 18127.312 | 746.713 | 0 | 0 | 0 | 0 | 18127.312 | 746.713 | 17221.77 | 17135.6602
8368 | 2021-12-15 15:00 | 149.5 |  | 149.5 | 24.4613 | 1.3154 | 0.2 | 41.1746 | 264.0029 | 48.5351 | 0 |  | 149.5 | 0 | 148.7048 | 0.034592 | 0 | 148.7048 | 0.030647 | 0 | 141.4195 | 0 | 138.5911 | 138.5913 | 15972.976 | 32.3205 | 15268.59 | 14921.898 | 14327.702 | 0 | 0 | 14306.096 | 737.4301 | 0 | 0 | 0 | 0 | 14306.096 | 737.4301 | 13463.739 | 13396.4199
8369 | 2021-12-15 16:00 | 93.2333 |  | 93.2333 | 25.5449 | 0.76625 | 0.2 | 28.3309 | 257.9384 | 61.4304 | 0 |  | 93.2333 | 0 | 92.6835 | 0.021573 | 0 | 92.6835 | 0.019113 | 0 | 88.1427 | 0 | 86.3798 | 86.3798 | 9955.37 | 30.5672 | 9232.446 | 9070.851 | 8763.673 | 0 | 0 | 8755.606 | 736.8609 | 0 | 0 | 0 | 0 | 8755.606 | 736.8609 | 7897.839 | 7858.3496
8370 | 2021-12-15 17:00 | 44.7333 |  | 44.7333 | 25.5427 | 0.56208 | 0.2 | 15.7739 | 251.8318 | 74.0442 | 0 |  | 44.7333 | 0 | 44.4368 | 0.010351 | 0 | 44.4368 | 0.0091702 | 0 | 42.2596 | 0 | 41.4144 | 41.4146 | 4773.03 | 27.9731 | 4121.9624 | 4083.476 | 3963.9583 | 0 | 0 | 3962.2236 | 719.189 | 0 | 0 | 0 | 0 | 3962.2236 | 719.189 | 3397.1956 | 3380.2095
8371 | 2021-12-15 18:00 | 3.2167 |  | 3.2167 | 25.17 | 0.80958 | 0.2 | 3.6694 | 245.166 | 86.2154 | 0 |  | 3.2167 | 0 | 3.2586 | 0.00074429 | 0 | 3.2586 | 0.00065941 | 0 | 3.0989 | 0 | 3.0369 | 3.0371 | 350.0344 | 25.3463 | 80.439 | 80.4673 | 80.2371 | 0 | 0 | 80.2338 | 333.7978 | 0 | 0 | 0 | 79.2928 | 0.94094 | 649.9997 | 0.77205 | 0.7681874632835388
8372 | 2021-12-15 19:00 | 0 |  | 0 | 24.8776 | 1.1967 | 0.2
8373 | 2021-12-15 20:00 | 0 |  | 0 | 24.6217 | 1.5362 | 0.2
8374 | 2021-12-15 21:00 | 0 |  | 0 | 24.1129 | 1.5613 | 0.2
8375 | 2021-12-15 22:00 | 0 |  | 0 | 22.9885 | 1.8121 | 0.2
8376 | 2021-12-15 23:00 | 0 |  | 0 | 22.2569 | 1.6387 | 0.2
8377 | 2021-12-16 | 0 |  | 0 | 23.3636 | 1.6362 | 0.2
8378 | 2021-12-16 01:00 | 0 |  | 0 | 23.1002 | 1.8008 | 0.2
8379 | 2021-12-16 02:00 | 0 |  | 0 | 22.5721 | 1.4404 | 0.2
8380 | 2021-12-16 03:00 | 0 |  | 0 | 23.09 | 1.2258 | 0.2
8381 | 2021-12-16 04:00 | 0 |  | 0 | 23.409 | 1.2 | 0.2
8382 | 2021-12-16 05:00 | 28.2167 |  | 28.2167 | 23.6534 | 1.2363 | 0.2 | 6.9232 | 112.9529 | 83.7524 | 0 |  | 28.2167 | 0 | 28.0527 | 0.0065289 | 0 | 28.0527 | 0.0057844 | 0 | 26.6784 | 0 | 26.1448 | 26.1447 | 3013.2234 | 25.1414 | 2428.6584 | 2427.643 | 2348.0515 | 0 | 0 | 2347.4214 | 706.4048 | 0 | 0 | 0 | 0 | 2347.4214 | 706.4048 | 1977.372 | 1967.485107421875
8383 | 2021-12-16 06:00 | 97.95 |  | 97.95 | 24.2499 | 1.5337 | 0.2 | 19.1707 | 106.4917 | 71.4616 | 0 |  | 97.95 | 0 | 97.2557 | 0.022664 | 0 | 97.2557 | 0.02008 | 0 | 92.49 | 0 | 90.6402 | 90.6398 | 10446.339 | 29.3391 | 9722.097 | 9589.514 | 9291.507 | 0 | 0 | 9282.487 | 741.9976 | 0 | 0 | 0 | 0 | 9282.487 | 741.9976 | 8418.6455 | 8376.5518
8384 | 2021-12-16 07:00 | 191.0833 |  | 183 | 25.0311 | 2.1192 | 0.2 | 31.8205 | 100.4607 | 58.7733 | 0 |  | 191.0833 | 7.9375 | 181.7915 | 0.044214 | 7.9375 | 181.7915 | 0.039172 | 7.5678 | 172.8836 | 0 | 176.8424 | 176.8456 | 20382.506 | 34.6994 | 19723.732 | 19134.234 | 18288.438 | 0 | 0 | 18254.377 | 748.4445 | 0 | 0 | 0 | 0 | 18254.377 | 748.4445 | 17347.906 | 17261.166
8385 | 2021-12-16 08:00 | 337.95 |  | 282.6667 | 25.9829 | 2.7725 | 0.2 | 44.7183 | 94.3022 | 45.8432 | 0 |  | 337.95 | 54.6741 | 284.7758 | 0.078197 | 54.6741 | 284.7758 | 0.069279 | 53.4793 | 270.824 | 0 | 317.8172 | 317.8257 | 36630.35 | 42.8499 | 36231.97 | 34277.24 | 33033.07 | 0 | 0 | 32919.477 | 737.2879 | 0 | 0 | 0 | 0 | 32919.477 | 737.2879 | 31987.674 | 31827.7363
8386 | 2021-12-16 09:00 | 456.6 |  | 352.4167 | 26.9572 | 2.6896 | 0.2 | 57.7214 | 87.0062 | 32.8191 | 0 |  | 456.6 | 103.4719 | 351.8032 | 0.10565 | 103.4719 | 351.8032 | 0.093602 | 102.4841 | 334.5644 | 0 | 428.3075 | 428.3231 | 49365.684 | 49.7742 | 49208.855 | 45538.14 | 43618.934 | 0 | 0 | 43413.805 | 726.4508 | 0 | 0 | 0 | 0 | 43413.805 | 726.4508 | 42282.06 | 42070.6484
8387 | 2021-12-16 10:00 | 494.4 |  | 438.2167 | 27.9431 | 2.4025 | 0.2 | 70.582 | 75.4028 | 19.9728 | 0 |  | 494.4 | 55.9627 | 442.8577 | 0.1144 | 55.9627 | 442.8577 | 0.10135 | 55.7822 | 421.1627 | 0 | 467.406 | 467.4044 | 53869.824 | 53.1693 | 53798.984 | 49234.25 | 47463.004 | 0 | 0 | 47213.6 | 715.9999 | 0 | 0 | 0 | 0 | 47213.6 | 715.9999 | 45992.848 | 45762.8828
8388 | 2021-12-16 11:00 | 489.95 |  | 437.4 | 28.6187 | 2.1387 | 0.2 | 81.8675 | 38.5906 | 8.7789 | 0 |  | 489.95 | 52.4605 | 442.0696 | 0.11337 | 52.4605 | 442.0696 | 0.10044 | 52.4294 | 420.4144 | 0 | 463.3868 | 463.3816 | 53406.14 | 53.9296 | 53326.508 | 48673.82 | 47326.17 | 0 | 0 | 47073.418 | 709.8794 | 0 | 0 | 0 | 0 | 47073.418 | 709.8794 | 45855.918 | 45626.6367
8389 | 2021-12-16 12:00 | 455.9 |  | 404.4167 | 29.0673 | 2.1604 | 0.2 | 79.3423 | 305.1296 | 9.9949 | 0 |  | 455.9 | 51.4908 | 408.4693 | 0.10549 | 51.4908 | 408.4693 | 0.093459 | 51.446 | 388.4606 | 0 | 431.1085 | 431.1244 | 49688.223 | 52.5931 | 49537.574 | 45410.805 | 43929.254 | 0 | 0 | 43713.418 | 714.531 | 0 | 0 | 0 | 0 | 43713.418 | 714.531 | 42574.594 | 42361.7227
8390 | 2021-12-16 13:00 | 442.7167 |  | 409.9333 | 29.3744 | 2.5354 | 0.2 | 67.2246 | 280.6608 | 22.3597 | 0 |  | 442.7167 | 32.8423 | 414.3944 | 0.10244 | 32.8423 | 414.3944 | 0.090756 | 32.7066 | 394.0963 | 0 | 418.2668 | 418.2653 | 48205.9 | 51.8124 | 48026.785 | 44138.242 | 42507.793 | 0 | 0 | 42308.76 | 719.1627 | 0 | 0 | 0 | 0 | 42308.76 | 719.1627 | 41203.203 | 40997.1875
8391 | 2021-12-16 14:00 | 334.3333 |  | 319.3 | 29.444 | 2.6604 | 0.2 | 54.284 | 270.8369 | 35.3737 | 0 |  | 334.3333 | 15.0844 | 317.9852 | 0.07736 | 15.0844 | 317.9852 | 0.068538 | 14.9128 | 302.4074 | 0 | 310.9738 | 310.9764 | 35840.72 | 46.0318 | 35427.902 | 33166.18 | 31834.701 | 0 | 0 | 31726.967 | 732.6299 | 0 | 0 | 0 | 0 | 31726.967 | 732.6299 | 30813.182 | 30659.1152
8392 | 2021-12-16 15:00 | 221.8 |  | 217.75 | 29.2375 | 3.1079 | 0.2 | 41.2942 | 263.9989 | 48.4159 | 0 |  | 221.8 | 4.0706 | 216.7249 | 0.051321 | 4.0706 | 216.7249 | 0.045469 | 3.9673 | 206.1076 | 0 | 205.8734 | 205.8724 | 23727.29 | 39.9976 | 23113.156 | 22048.508 | 21209.334 | 0 | 0 | 21162.352 | 739.4435 | 0 | 0 | 0 | 0 | 21162.352 | 739.4435 | 20255.232 | 20153.957
8393 | 2021-12-16 16:00 | 119.4167 |  | 119.4167 | 28.8147 | 3.6829 | 0.2 | 28.4504 | 257.9412 | 61.3111 | 0 |  | 119.4167 | 0 | 118.7568 | 0.027631 | 0 | 118.7568 | 0.02448 | 0 | 112.9387 | 0 | 110.6799 | 110.6791 | 12756.116 | 34.4501 | 12033.293 | 11677.164 | 11323.381 | 0 | 0 | 11309.579 | 732.3741 | 0 | 0 | 0 | 0 | 11309.579 | 732.3741 | 10470.576 | 10418.2227
8394 | 2021-12-16 17:00 | 67.6 |  | 67.6 | 28.3089 | 4.1837 | 0.2 | 15.8929 | 251.8426 | 73.9253 | 0 |  | 67.6 | 0 | 67.198 | 0.015642 | 0 | 67.198 | 0.013858 | 0 | 63.9059 | 0 | 62.6277 | 62.6277 | 7218.0254 | 31.4259 | 6517.2227 | 6384.6636 | 6157.402 | 0 | 0 | 6153.2407 | 724.981 | 0 | 0 | 0 | 0 | 6153.2407 | 724.981 | 5401.3086 | 5374.3018
8395 | 2021-12-16 18:00 | 3.3167 |  | 3.3167 | 27.7199 | 4.5242 | 0.2 | 3.787 | 245.1867 | 86.0978 | 0 |  | 3.3167 | 0 | 3.3532 | 0.00076743 | 0 | 3.3532 | 0.00067991 | 0 | 3.1889 | 0 | 3.1251 | 3.1252 | 360.1859 | 27.873 | 85.1426 | 85.3867 | 85.1427 | 0 | 0 | 85.1392 | 341.7567 | 0 | 0 | 0 | 80.7829 | 4.3563 | 649.9995 | 3.5745 | 3.5566
8396 | 2021-12-16 19:00 | 0 |  | 0 | 26.9996 | 4.4742 | 0.2
8397 | 2021-12-16 20:00 | 0 |  | 0 | 26.2583 | 4.7846 | 0.2
8398 | 2021-12-16 21:00 | 0 |  | 0 | 25.5171 | 5.1942 | 0.2
8399 | 2021-12-16 22:00 | 0 |  | 0 | 24.7758 | 5.8887 | 0.2
8400 | 2021-12-16 23:00 | 0 |  | 0 | 24.0268 | 4.9325 | 0.2
8401 | 2021-12-17 | 0 |  | 0 | 23.2593 | 4.5725 | 0.2
8402 | 2021-12-17 01:00 | 0 |  | 0 | 22.6896 | 5.295 | 0.2
8403 | 2021-12-17 02:00 | 0 |  | 0 | 22.306 | 5.405 | 0.2
8404 | 2021-12-17 03:00 | 0 |  | 0 | 22.0604 | 4.3204 | 0.2
8405 | 2021-12-17 04:00 | 0 |  | 0 | 22.0497 | 3.7646 | 0.2
8406 | 2021-12-17 05:00 | 63.7667 |  | 44.8167 | 22.4181 | 3.6517 | 0.2 | 6.8452 | 113.0427 | 83.831 | 0 |  | 63.7667 | 17.0565 | 44.0862 | 0.014755 | 17.0565 | 44.0862 | 0.013072 | 10.4214 | 41.9216 | 0 | 51.2962 | 51.3478 | 5918.0254 | 25.0363 | 5246.219 | 5242.1943 | 4735.249 | 0 | 0 | 4732.836 | 732.8993 | 0 | 0 | 0 | 0 | 4732.836 | 732.8993 | 4091.8784 | 4071.4189
8407 | 2021-12-17 06:00 | 267.9167 |  | 92.7 | 23.2435 | 3.3517 | 0.2 | 19.0858 | 106.579 | 71.5471 | 0 |  | 267.9167 | 169.3544 | 92.635 | 0.061992 | 169.3544 | 92.635 | 0.054922 | 151.0293 | 88.0907 | 0 | 234.3375 | 234.2997 | 27003.646 | 35.3543 | 26442.125 | 25588.062 | 23752.672 | 0 | 0 | 23696.814 | 756.6194 | 0 | 0 | 0 | 0 | 23696.814 | 756.6194 | 22821.354 | 22707.2461
8408 | 2021-12-17 07:00 | 542.8 |  | 101.1667 | 24.677 | 3.3846 | 0.2 | 31.7307 | 100.5514 | 58.8637 | 0 |  | 542.8 | 433.6306 | 101.8378 | 0.1256 | 433.6306 | 101.8378 | 0.11127 | 413.326 | 96.8446 | 0 | 499.9671 | 500.1114 | 57638.484 | 50.4889 | 57636.113 | 53193.496 | 50928.266 | 0 | 0 | 50648.082 | 720.3106 | 0 | 0 | 0 | 0 | 50648.082 | 720.3106 | 49348.266 | 49101.5234
8409 | 2021-12-17 08:00 | 717.7 |  | 167.6667 | 26.0151 | 3.9337 | 0.2 | 44.6256 | 94.4055 | 45.9366 | 0 |  | 717.7 | 543.9446 | 168.5914 | 0.16607 | 543.9446 | 168.5914 | 0.14713 | 531.992 | 160.3272 | 0 | 678.4728 | 678.6812 | 78220.87 | 60.1788 | 78535.04 | 70186.75 | 67423.07 | 0 | 0 | 66902.67 | 698.1934 | 0 | 0 | 0 | 0 | 66902.67 | 698.1934 | 65181.094 | 64855.1875
8410 | 2021-12-17 09:00 | 566.9833 |  | 406.0833 | 26.6928 | 4.2829 | 0.2 | 57.6282 | 87.1422 | 32.913 | 0 |  | 566.9833 | 159.7956 | 405.2437 | 0.13119 | 159.7956 | 405.2437 | 0.11623 | 158.2601 | 385.3859 | 0 | 532.7731 | 532.7916 | 61404.24 | 53.09 | 61471.74 | 56285.57 | 54445.63 | 0 | 0 | 54118.207 | 714.2233 | 0 | 0 | 0 | 0 | 54118.207 | 714.2233 | 52739.848 | 52476.1484
8411 | 2021-12-17 10:00 | 621.1667 |  | 423.6833 | 27.1778 | 4.7904 | 0.2 | 70.4947 | 75.6415 | 20.0608 | 0 |  | 621.1667 | 196.7024 | 423.4183 | 0.14373 | 196.7024 | 423.4183 | 0.12734 | 196.0622 | 402.6726 | 0 | 586.7601 | 586.7775 | 67626.5 | 55.5861 | 67798.555 | 61564.24 | 59386.25 | 0 | 0 | 58990.766 | 709.513 | 0 | 0 | 0 | 0 | 58990.766 | 709.513 | 57504.406 | 57216.8828
8412 | 2021-12-17 11:00 | 475.7 |  | 431.4833 | 27.2771 | 3.7308 | 0.2 | 81.8308 | 39.382 | 8.823 | 0 |  | 475.7 | 44.1403 | 436.0092 | 0.11007 | 44.1403 | 436.0092 | 0.097518 | 44.1138 | 414.6507 | 0 | 449.5893 | 449.5882 | 51816.027 | 50.1186 | 51706.16 | 47802.6 | 46594.156 | 0 | 0 | 46354.35 | 718.1772 | 0 | 0 | 0 | 0 | 46354.35 | 718.1772 | 45153.58 | 44927.8125
8413 | 2021-12-17 12:00 | 357.0167 |  | 341.1333 | 27.1024 | 3.6258 | 0.2 | 79.4523 | 305.3618 | 9.8832 | 0 |  | 357.0167 | 15.8853 | 339.7639 | 0.082609 | 15.8853 | 339.7639 | 0.073188 | 15.8717 | 323.1185 | 0 | 332.2104 | 332.2083 | 38287.664 | 44.0612 | 37919.844 | 35737.99 | 34551.383 | 0 | 0 | 34424.3 | 732.1127 | 0 | 0 | 0 | 0 | 34424.3 | 732.1127 | 33471.453 | 33304.0977
8414 | 2021-12-17 13:00 | 343.45 |  | 301.7333 | 26.6478 | 3.3758 | 0.2 | 67.3422 | 280.6802 | 22.2427 | 0 |  | 343.45 | 41.7907 | 303.8863 | 0.07947 | 41.7907 | 303.8863 | 0.070407 | 41.62 | 289.0003 | 0 | 324.0079 | 324.0194 | 37344.01 | 43.3778 | 36958.76 | 34906.11 | 33365.062 | 0 | 0 | 33247.254 | 734.7 | 0 | 0 | 0 | 0 | 33247.254 | 734.7 | 32310.705 | 32149.1523
8415 | 2021-12-17 14:00 | 108.0833 |  | 108.0667 | 26.2572 | 3.6071 | 0.2 | 54.4018 | 270.8408 | 35.2563 | 0 |  | 108.0833 | 0.016716 | 107.4753 | 0.025009 | 0.016716 | 107.4753 | 0.022157 | 0.016527 | 102.2098 | 0 | 100.1818 | 100.1818 | 11545.91 | 31.3758 | 10820.83 | 10604.549 | 10259.993 | 0 | 0 | 10248.931 | 737.5914 | 0 | 0 | 0 | 0 | 10248.931 | 737.5914 | 9387.386 | 9340.4482
8416 | 2021-12-17 15:00 | 52.5167 |  | 52.5167 | 25.6206 | 4.5788 | 0.2 | 41.4118 | 264.0048 | 48.2985 | 0 |  | 52.5167 | 0 | 52.1918 | 0.012152 | 0 | 52.1918 | 0.010766 | 0 | 49.6347 | 0 | 48.642 | 48.6426 | 5606.361 | 27.9984 | 4934.1265 | 4887.475 | 4690.5435 | 0 | 0 | 4688.148 | 724.9888 | 0 | 0 | 0 | 0 | 4688.148 | 724.9888 | 4051.2913 | 4031.034912109375
8417 | 2021-12-17 16:00 | 35.15 |  | 35.15 | 24.993 | 5.4467 | 0.2 | 28.5677 | 257.9524 | 61.194 | 0 |  | 35.15 | 0 | 34.9137 | 0.0081332 | 0 | 34.9137 | 0.0072057 | 0 | 33.2031 | 0 | 32.539 | 32.5395 | 3750.2893 | 26.522 | 3133.55 | 3118.8208 | 3012.8484 | 0 | 0 | 3011.8135 | 711.5823 | 0 | 0 | 0 | 0 | 3011.8135 | 711.5823 | 2555.6624 | 2542.884033203125
8418 | 2021-12-17 17:00 | 17.1333 |  | 17.1333 | 24.4198 | 5.45 | 0.2 | 16.0092 | 251.8609 | 73.809 | 0 |  | 17.1333 | 0 | 17.0056 | 0.0039644 | 0 | 17.0056 | 0.0035123 | 0 | 16.1724 | 0 | 15.8489 | 15.8488 | 1826.5532 | 25.1644 | 1314.1584 | 1313.5884 | 1276.648 | 0 | 0 | 1276.4452 | 681.1487 | 0 | 0 | 0 | 0 | 1276.4452 | 681.1487 | 1062.4954 | 1057.1829833984375
8419 | 2021-12-17 18:00 | 3.6167 |  | 3.6167 | 23.9114 | 5.5137 | 0.2 | 3.9012 | 245.2144 | 85.9834 | 0 |  | 3.6167 | 0 | 3.6487 | 0.00083685 | 0 | 3.6487 | 0.00074141 | 0 | 3.4699 | 0 | 3.4005 | 3.4005 | 391.9053 | 24.0707 | 100.7128 | 100.6193 | 100.302 | 0 | 0 | 100.2979 | 372.7523 | 0 | 0 | 0 | 77.7864 | 22.5114 | 650.0002 | 18.4754 | 18.382986068725586
8420 | 2021-12-17 19:00 | 0 |  | 0 | 23.5592 | 4.9954 | 0.2
8421 | 2021-12-17 20:00 | 0 |  | 0 | 23.3484 | 3.9413 | 0.2
8422 | 2021-12-17 21:00 | 0 |  | 0 | 23.2218 | 4.075 | 0.2
8423 | 2021-12-17 22:00 | 0 |  | 0 | 22.9882 | 3.97 | 0.2
8424 | 2021-12-17 23:00 | 0 |  | 0 | 22.6939 | 5.2046 | 0.2
8425 | 2021-12-18 | 0 |  | 0 | 22.7128 | 5.6467 | 0.2
8426 | 2021-12-18 01:00 | 0 |  | 0 | 22.6836 | 6.1225 | 0.2
8427 | 2021-12-18 02:00 | 0 |  | 0 | 22.5008 | 6.345 | 0.2
8428 | 2021-12-18 03:00 | 0 |  | 0 | 22.2996 | 7.1604 | 0.2
8429 | 2021-12-18 04:00 | 0 |  | 0 | 22.6485 | 6.8146 | 0.2
8430 | 2021-12-18 05:00 | 32.7667 |  | 32.7667 | 22.9746 | 6.7533 | 0.2 | 6.7629 | 113.1262 | 83.9139 | 0 |  | 32.7667 | 0 | 32.5259 | 0.0075817 | 0 | 32.5259 | 0.0067171 | 0 | 30.9321 | 0 | 30.3135 | 30.3148 | 3493.8037 | 24.3168 | 2887.4226 | 2893.3667 | 2804.4438 | 0 | 0 | 2803.5635 | 714.5954 | 0 | 0 | 0 | 0 | 2803.5635 | 714.5954 | 2373.5159 | 2361.648193359375
8431 | 2021-12-18 06:00 | 118.5167 |  | 104.6833 | 23.4751 | 5.8963 | 0.2 | 18.997 | 106.6593 | 71.6365 | 0 |  | 118.5167 | 13.3678 | 105.271 | 0.027423 | 13.3678 | 105.271 | 0.024296 | 11.9114 | 100.1143 | 0 | 109.7852 | 109.8011 | 12654.876 | 28.5301 | 11931.965 | 11800.04 | 11353.794 | 0 | 0 | 11340.755 | 751.1446 | 0 | 0 | 0 | 0 | 11340.755 | 751.1446 | 10502.73 | 10450.2168
8432 | 2021-12-18 07:00 | 218.05 |  | 199.8833 | 24.415 | 4.9179 | 0.2 | 31.6375 | 100.6339 | 58.9575 | 0 |  | 218.05 | 17.836 | 201.1851 | 0.050454 | 17.836 | 201.1851 | 0.0447 | 16.9961 | 191.3286 | 0 | 204.1583 | 204.1542 | 23528.887 | 34.2418 | 22911.926 | 22264.844 | 21339.645 | 0 | 0 | 21294.19 | 753.5469 | 0 | 0 | 0 | 0 | 21294.19 | 753.5469 | 20387.977 | 20286.0371
8433 | 2021-12-18 08:00 | 372.3167 |  | 334.5 | 25.5443 | 4.5171 | 0.2 | 44.5297 | 94.4986 | 46.0331 | 0 |  | 372.3167 | 37.3963 | 337.6357 | 0.086149 | 37.3963 | 337.6357 | 0.076324 | 36.5698 | 321.0938 | 0 | 350.5104 | 350.5127 | 40398.19 | 42.7264 | 40069.883 | 37932.023 | 36690.39 | 0 | 0 | 36550.023 | 738.182 | 0 | 0 | 0 | 0 | 36550.023 | 738.182 | 35570.66 | 35392.8047
8434 | 2021-12-18 09:00 | 437.35 |  | 383.2 | 26.5654 | 3.925 | 0.2 | 57.5318 | 87.2644 | 33.01 | 0 |  | 437.35 | 53.7765 | 386.8431 | 0.1012 | 53.7765 | 386.8431 | 0.089656 | 53.2562 | 367.8913 | 0 | 412.7246 | 412.721 | 47566.707 | 47.3494 | 47375.312 | 44192.797 | 42570.06 | 0 | 0 | 42376.164 | 728.9272 | 0 | 0 | 0 | 0 | 42376.164 | 728.9272 | 41269.004 | 41062.6602
8435 | 2021-12-18 10:00 | 509.5 |  | 436.1833 | 27.4417 | 4.5442 | 0.2 | 70.4034 | 75.8579 | 20.1524 | 0 |  | 509.5 | 73.0248 | 440.774 | 0.11789 | 73.0248 | 440.774 | 0.10445 | 72.7849 | 419.1811 | 0 | 482.1266 | 482.1258 | 55566.387 | 51.0464 | 55527.457 | 51181.61 | 49605.367 | 0 | 0 | 49335.008 | 719.0032 | 0 | 0 | 0 | 0 | 49335.008 | 719.0032 | 48065.26 | 47824.9375
8436 | 2021-12-18 11:00 | 413.9333 |  | 389.75 | 27.9679 | 4.9025 | 0.2 | 81.7861 | 40.1369 | 8.8737 | 0 |  | 413.9333 | 24.141 | 388.1723 | 0.095778 | 24.141 | 388.1723 | 0.084856 | 24.1264 | 369.1547 | 0 | 385.4155 | 385.4158 | 44420.16 | 46.5326 | 44168.33 | 41306.484 | 40108.65 | 0 | 0 | 39937.188 | 729.8327 | 0 | 0 | 0 | 0 | 39937.188 | 729.8327 | 38888.297 | 38693.8555
8437 | 2021-12-18 12:00 | 466.4833 |  | 415.8833 | 28.4566 | 4.1058 | 0.2 | 79.5576 | 305.6336 | 9.7754 | 0 |  | 466.4833 | 50.6052 | 420.1963 | 0.10794 | 50.6052 | 420.1963 | 0.095628 | 50.5629 | 399.6132 | 0 | 441.1726 | 441.1727 | 50847.027 | 50.4913 | 50718.637 | 46829.17 | 45041.457 | 0 | 0 | 44821.23 | 723.9401 | 0 | 0 | 0 | 0 | 44821.23 | 723.9401 | 43656.324 | 43438.043
8438 | 2021-12-18 13:00 | 533.7333 |  | 401.15 | 28.9458 | 3.7388 | 0.2 | 67.4576 | 280.7192 | 22.1276 | 0 |  | 533.7333 | 132.8161 | 401.8 | 0.1235 | 132.8161 | 401.8 | 0.10941 | 132.2793 | 382.1192 | 0 | 504.1105 | 504.1056 | 58099.855 | 54.5479 | 58107.9 | 52938.434 | 51552.684 | 0 | 0 | 51251.47 | 707.6705 | 0 | 0 | 0 | 0 | 51251.47 | 707.6705 | 49937.9 | 49688.207
8439 | 2021-12-18 14:00 | 425.1167 |  | 377.2833 | 29.1669 | 3.6517 | 0.2 | 54.5177 | 270.8578 | 35.1407 | 0 |  | 425.1167 | 47.9935 | 381.4991 | 0.098366 | 47.9935 | 381.4991 | 0.087148 | 47.456 | 362.8126 | 0 | 402.0633 | 402.0441 | 46336.492 | 49.6666 | 46121.434 | 42691.02 | 41343.977 | 0 | 0 | 41158.473 | 723.3532 | 0 | 0 | 0 | 0 | 41158.473 | 723.3532 | 40080.32 | 39879.9219
8440 | 2021-12-18 15:00 | 258.2 |  | 249.9833 | 29.0143 | 3.3275 | 0.2 | 41.5274 | 264.0207 | 48.1831 | 0 |  | 258.2 | 8.2581 | 248.8765 | 0.059744 | 8.2581 | 248.8765 | 0.05293 | 8.0513 | 236.6843 | 0 | 239.8409 | 239.8359 | 27641.45 | 41.425 | 27087.135 | 25728.805 | 24732.684 | 0 | 0 | 24668.436 | 736.4875 | 0 | 0 | 0 | 0 | 24668.436 | 736.4875 | 23813.07 | 23694.0039
8441 | 2021-12-18 16:00 | 170.0667 |  | 165.1667 | 28.6606 | 3.15 | 0.2 | 28.6825 | 257.972 | 61.0791 | 0 |  | 170.0667 | 4.9349 | 164.359 | 0.039351 | 4.9349 | 164.359 | 0.034863 | 4.6712 | 156.3072 | 0 | 157.7588 | 157.7533 | 18181.445 | 36.8899 | 17497.516 | 16853.336 | 16210.552 | 0 | 0 | 16183.241 | 739.4589 | 0 | 0 | 0 | 0 | 16183.241 | 739.4589 | 15301.32 | 15224.8135
8442 | 2021-12-18 17:00 | 78.6333 |  | 78.3167 | 28.1263 | 3.25 | 0.2 | 16.1226 | 251.8867 | 73.6955 | 0 |  | 78.6333 | 0.32004 | 77.874 | 0.018195 | 0.32004 | 77.874 | 0.01612 | 0.27903 | 74.0588 | 0 | 72.8511 | 72.8508 | 8396.327 | 31.9094 | 7682.6934 | 7514.9507 | 7213.4204 | 0 | 0 | 7207.825 | 730.9271 | 0 | 0 | 0 | 0 | 7207.825 | 730.9271 | 6397.8047 | 6365.8154
8443 | 2021-12-18 18:00 | 3.6167 |  | 3.6167 | 27.4692 | 3.2588 | 0.2 | 4.012 | 245.249 | 85.8723 | 0 |  | 3.6167 | 0 | 3.6423 | 0.00083685 | 0 | 3.6423 | 0.00074141 | 0 | 3.4638 | 0 | 3.3945 | 3.3948 | 391.2364 | 27.6454 | 100.3538 | 100.6182 | 100.3312 | 0 | 0 | 100.3271 | 373.0229 | 0 | 0 | 0 | 84.1361 | 16.191 | 649.9995 | 13.2872 | 13.220727920532227
8444 | 2021-12-18 19:00 | 0 |  | 0 | 26.6609 | 4.1304 | 0.2
8445 | 2021-12-18 20:00 | 0 |  | 0 | 25.8288 | 4.5412 | 0.2
8446 | 2021-12-18 21:00 | 0 |  | 0 | 24.9968 | 3.4092 | 0.2
8447 | 2021-12-18 22:00 | 0 |  | 0 | 24.1647 | 2.6662 | 0.2
8448 | 2021-12-18 23:00 | 0 |  | 0 | 23.3527 | 2.2567 | 0.2
8449 | 2021-12-19 | 0 |  | 0 | 22.6258 | 1.1446 | 0.2
8450 | 2021-12-19 01:00 | 0 |  | 0 | 21.7246 | 0.83542 | 0.2
8451 | 2021-12-19 02:00 | 0 |  | 0 | 21.1004 | 1.4329 | 0.2
8452 | 2021-12-19 03:00 | 0 |  | 0 | 20.6621 | 1.7129 | 0.2
8453 | 2021-12-19 04:00 | 0 |  | 0 | 20.5394 | 1.4517 | 0.2
8454 | 2021-12-19 05:00 | 77 |  | 46.2833 | 21.1597 | 1.4483 | 0.2 | 6.6763 | 113.2031 | 84.001 | 0 |  | 77 | 27.5653 | 45.4066 | 0.017817 | 27.5653 | 45.4066 | 0.015785 | 16.7844 | 43.1755 | 0 | 58.7607 | 58.7394 | 6769.968 | 24.4706 | 6089.6934 | 6092.223 | 5326.3037 | 0 | 0 | 5323.205 | 742.5594 | 0 | 0 | 0 | 0 | 5323.205 | 742.5594 | 4631.5596 | 4608.4014
8455 | 2021-12-19 06:00 | 285.65 |  | 74.6 | 22.6395 | 1.7 | 0.2 | 18.9045 | 106.7322 | 71.7296 | 0 |  | 285.65 | 203.9062 | 74.5775 | 0.066095 | 203.9062 | 74.5775 | 0.058558 | 181.5312 | 70.9183 | 0 | 247.4005 | 247.4741 | 28522.08 | 36.4297 | 27985.725 | 26983.828 | 25240.75 | 0 | 0 | 25176.777 | 749.938 | 0 | 0 | 0 | 0 | 25176.777 | 749.938 | 24326.773 | 24205.1406
8456 | 2021-12-19 07:00 | 561.3333 |  | 96.6333 | 24.7211 | 1.5 | 0.2 | 31.5409 | 100.708 | 59.0547 | 0 |  | 561.3333 | 456.2037 | 97.2957 | 0.12988 | 456.2037 | 97.2957 | 0.11507 | 434.5966 | 92.5251 | 0 | 516.5792 | 516.8035 | 59562.45 | 53.7825 | 59594.367 | 54391.117 | 51662.57 | 0 | 0 | 51368.258 | 714.7602 | 0 | 0 | 0 | 0 | 51368.258 | 714.7602 | 50052.027 | 49801.7695
8457 | 2021-12-19 08:00 | 708.85 |  | 129.3667 | 26.8886 | 1.8571 | 0.2 | 44.4306 | 94.5814 | 46.1328 | 0 |  | 708.85 | 573.014 | 130.3453 | 0.16402 | 573.014 | 130.3453 | 0.14531 | 560.2756 | 123.9562 | 0 | 670.5472 | 670.7763 | 77308.77 | 64.0005 | 77611.47 | 68421.66 | 65685.8 | 0 | 0 | 65172.94 | 688.3889 | 0 | 0 | 0 | 0 | 65172.94 | 688.3889 | 63514.63 | 63197.0547
8458 | 2021-12-19 09:00 | 922.9 |  | 169.65 | 29.0171 | 2.5475 | 0.2 | 57.4322 | 87.3727 | 33.1101 | 0 |  | 922.9 | 748.0308 | 170.8033 | 0.21355 | 748.0308 | 170.8033 | 0.18919 | 740.7426 | 162.433 | 0 | 885.1121 | 885.1277 | 102012.72 | 76.474 | 102429.56 | 86292.7 | 84232.15 | 0 | 0 | 83293.164 | 648.6994 | 0 | 0 | 0 | 649.2302 | 82643.94 | 658.8968 | 80300.82 | 79899.3125
8459 | 2021-12-19 10:00 | 986.8 |  | 234.8833 | 30.6305 | 2.5233 | 0.2 | 70.3083 | 76.0519 | 20.2477 | 0 |  | 986.8 | 748.905 | 236.5702 | 0.22833 | 748.905 | 236.5702 | 0.20229 | 746.4192 | 224.9791 | 0 | 951.9703 | 951.9229 | 109710.555 | 81.7248 | 110073.234 | 90855.29 | 87485.75 | 0 | 0 | 86448.74 | 642.1962 | 0 | 0 | 0 | 1503.8232 | 84944.914 | 653.6094 | 82504.04 | 82091.5156
8460 | 2021-12-19 11:00 | 684.6167 |  | 465.05 | 31.1296 | 3.0337 | 0.2 | 81.7337 | 40.853 | 8.9306 | 0 |  | 684.6167 | 219.1781 | 465.2875 | 0.15841 | 219.1781 | 465.2875 | 0.14035 | 219.0435 | 442.493 | 0 | 648.3058 | 648.3085 | 74717.22 | 65.1286 | 74992.9 | 65880.125 | 63738.664 | 0 | 0 | 63244.934 | 683.6581 | 0 | 0 | 0 | 0 | 63244.934 | 683.6581 | 61655.973 | 61347.6914
8461 | 2021-12-19 12:00 | 709.05 |  | 389.8333 | 31.37 | 3.2983 | 0.2 | 79.6582 | 305.9457 | 9.6719 | 0 |  | 709.05 | 319.2435 | 391.2763 | 0.16406 | 319.2435 | 391.2763 | 0.14535 | 318.9812 | 372.1106 | 0 | 677.27 | 677.2585 | 78056.86 | 66.4622 | 78373 | 68520.23 | 65596.484 | 0 | 0 | 65074.34 | 682.0393 | 0 | 0 | 0 | 0 | 65074.34 | 682.0393 | 63419.605 | 63102.5078
8462 | 2021-12-19 13:00 | 552.1 |  | 454.9167 | 31.193 | 3.4742 | 0.2 | 67.5706 | 280.7777 | 22.0147 | 0 |  | 552.1 | 97.3521 | 460.5549 | 0.12775 | 97.3521 | 460.5549 | 0.11318 | 96.9629 | 437.9962 | 0 | 524.26 | 524.2817 | 60424.28 | 58.1422 | 60474.367 | 54423.01 | 52506.906 | 0 | 0 | 52191.387 | 703.4232 | 0 | 0 | 0 | 0 | 52191.387 | 703.4232 | 50856.477 | 50602.1914
8463 | 2021-12-19 14:00 | 480.6167 |  | 389.85 | 30.6956 | 3.6088 | 0.2 | 54.6315 | 270.8877 | 35.027 | 0 |  | 480.6167 | 91.0688 | 394.3938 | 0.11121 | 91.0688 | 394.3938 | 0.098525 | 90.0567 | 375.0759 | 0 | 455.83 | 455.8312 | 52536.44 | 53.9833 | 52440.234 | 47854.105 | 45744.242 | 0 | 0 | 45511.363 | 716.6382 | 0 | 0 | 0 | 0 | 45511.363 | 716.6382 | 44330.28 | 44108.6289
8464 | 2021-12-19 15:00 | 344.8333 |  | 301.1833 | 29.8115 | 4.5012 | 0.2 | 41.6409 | 264.0466 | 48.0696 | 0 |  | 344.8333 | 43.8689 | 304.3245 | 0.07979 | 43.8689 | 304.3245 | 0.07069 | 42.7777 | 289.4181 | 0 | 325.5519 | 325.528 | 37518.316 | 45.7804 | 37136.25 | 34801.207 | 33487.375 | 0 | 0 | 33368.57 | 731.7318 | 0 | 0 | 0 | 0 | 33368.57 | 731.7318 | 32430.291 | 32268.1387
8465 | 2021-12-19 16:00 | 216.7333 |  | 201.2833 | 28.6319 | 5.9313 | 0.2 | 28.7949 | 258 | 60.9666 | 0 |  | 216.7333 | 15.5597 | 203.0339 | 0.050149 | 15.5597 | 203.0339 | 0.04443 | 14.7339 | 193.0884 | 0 | 203.6658 | 203.6547 | 23472.188 | 37.993 | 22854.379 | 21944.03 | 21220.35 | 0 | 0 | 21173.025 | 740.6643 | 0 | 0 | 0 | 0 | 21173.025 | 740.6643 | 20265.977 | 20164.6465
8466 | 2021-12-19 17:00 | 101.25 |  | 93.3333 | 27.243 | 6.12 | 0.2 | 16.2331 | 251.92 | 73.5848 | 0 |  | 101.25 | 8.0007 | 93.7956 | 0.023428 | 8.0007 | 93.7956 | 0.020756 | 6.9847 | 89.2005 | 0 | 94.2615 | 94.2575 | 10863.629 | 31.5385 | 10138.802 | 9930.317 | 9579.9375 | 0 | 0 | 9570.279 | 737.8646 | 0 | 0 | 0 | 0 | 9570.279 | 737.8646 | 8705.303 | 8661.7754
8467 | 2021-12-19 18:00 | 8.7167 |  | 8.7167 | 25.782 | 7.2787 | 0.2 | 4.1193 | 245.2905 | 85.7648 | 0 |  | 8.7167 | 0 | 8.7316 | 0.0020169 | 0 | 8.7316 | 0.0017869 | 0 | 8.3037 | 0 | 8.1376 | 8.1372 | 937.8441 | 26.1338 | 512.6324 | 511.8799 | 498.8164 | 0 | 0 | 498.7808 | 633.1896 | 0 | 0 | 0 | 7.057 | 491.7239 | 651.5954 | 405.711 | 403.6824645996094
8468 | 2021-12-19 19:00 | 0 |  | 0 | 24.4794 | 7.85 | 0.2
8469 | 2021-12-19 20:00 | 0 |  | 0 | 23.248 | 7.4171 | 0.2
8470 | 2021-12-19 21:00 | 0 |  | 0 | 22.2568 | 6.9646 | 0.2
8471 | 2021-12-19 22:00 | 0 |  | 0 | 21.1899 | 6.9604 | 0.2
8472 | 2021-12-19 23:00 | 0 |  | 0 | 20.2526 | 7.3354 | 0.2
8473 | 2021-12-20 | 0 |  | 0 | 20.2554 | 7.1825 | 0.2
8474 | 2021-12-20 01:00 | 0 |  | 0 | 20.4483 | 5.9896 | 0.2
8475 | 2021-12-20 02:00 | 0 |  | 0 | 20.5856 | 6.7321 | 0.2
8476 | 2021-12-20 03:00 | 0 |  | 0 | 20.6867 | 6.6463 | 0.2
8477 | 2021-12-20 04:00 | 0 |  | 0 | 20.8239 | 4.9988 | 0.2
8478 | 2021-12-20 05:00 | 84.8167 |  | 52.3167 | 21.5276 | 4.1688 | 0.2 | 6.5854 | 113.2735 | 84.0924 | 0 |  | 84.8167 | 29.1176 | 51.3304 | 0.019625 | 29.1176 | 51.3304 | 0.017387 | 17.6943 | 48.8086 | 0 | 65.1728 | 65.2852 | 7524.3804 | 24.779 | 6833.829 | 6829.8354 | 5988.183 | 0 | 0 | 5984.343 | 744.2686 | 0 | 0 | 0 | 0 | 5984.343 | 744.2686 | 5243.6377 | 5217.4199
8479 | 2021-12-20 06:00 | 304.55 |  | 88.8833 | 22.8751 | 3.3921 | 0.2 | 18.8082 | 106.7979 | 71.8263 | 0 |  | 304.55 | 208.3226 | 88.815 | 0.070469 | 208.3226 | 88.815 | 0.062432 | 185.2919 | 84.4578 | 0 | 264.3547 | 264.5431 | 30488.865 | 36.524 | 29985.082 | 28908.244 | 27024.236 | 0 | 0 | 26951.32 | 751.5558 | 0 | 0 | 0 | 0 | 26951.32 | 751.5558 | 26078.9 | 25948.5059
8480 | 2021-12-20 07:00 | 555.4667 |  | 97.3333 | 24.6068 | 3.0654 | 0.2 | 31.4409 | 100.7737 | 59.1551 | 0 |  | 555.4667 | 449.7199 | 97.9933 | 0.12853 | 449.7199 | 97.9933 | 0.11387 | 428.2914 | 93.1885 | 0 | 511.0503 | 511.4064 | 58941.19 | 51.3876 | 58961.758 | 54246.926 | 51756.56 | 0 | 0 | 51464.83 | 719.4043 | 0 | 0 | 0 | 0 | 51464.83 | 719.4043 | 50146.406 | 49895.6719
8481 | 2021-12-20 08:00 | 802.05 |  | 104.65 | 26.6348 | 2.6646 | 0.2 | 44.3285 | 94.654 | 46.2353 | 0 |  | 802.05 | 689.5822 | 105.4939 | 0.18558 | 689.5822 | 105.4939 | 0.16442 | 674.1594 | 100.3236 | 0 | 758.9934 | 759.2514 | 87506.79 | 67.1264 | 87899.42 | 76633.53 | 72562.16 | 0 | 0 | 71926.03 | 682.6379 | 0 | 0 | 0 | 0 | 71926.03 | 682.6379 | 70015.06 | 69664.9922
8482 | 2021-12-20 09:00 | 963.4833 |  | 128.2167 | 28.5145 | 2.5758 | 0.2 | 57.3296 | 87.4671 | 33.213 | 0 |  | 963.4833 | 829.4533 | 128.9539 | 0.22294 | 829.4533 | 128.9539 | 0.19751 | 821.3134 | 122.6348 | 0 | 925.0693 | 925.1382 | 106624.05 | 78.0526 | 107013.02 | 89597.87 | 87184.97 | 0 | 0 | 86165.57 | 646.5397 | 0 | 0 | 0 | 805.1577 | 85360.414 | 657.9089 | 82901.695 | 82487.1875
8483 | 2021-12-20 10:00 | 1007.6834 |  | 221.4833 | 29.8558 | 2.4621 | 0.2 | 70.2096 | 76.2236 | 20.3463 | 0 |  | 1007.6834 | 783.0326 | 222.5522 | 0.23316 | 783.0326 | 222.5522 | 0.20657 | 780.4067 | 211.6479 | 0 | 972.2135 | 972.2855 | 112062.17 | 82.1887 | 112398.37 | 92600.81 | 90189.766 | 0 | 0 | 89057.61 | 634.213 | 0 | 0 | 0 | 2175.8308 | 86881.78 | 651.3172 | 84357.24 | 83935.4609
8484 | 2021-12-20 11:00 | 465.5167 |  | 426.1333 | 29.8604 | 2.6854 | 0.2 | 81.6737 | 41.5288 | 8.9937 | 0 |  | 465.5167 | 39.3129 | 430.5264 | 0.10771 | 39.3129 | 430.5264 | 0.09543 | 39.2884 | 409.4365 | 0 | 439.7503 | 439.7425 | 50682.105 | 53.2901 | 50550.523 | 46233.742 | 44427.41 | 0 | 0 | 44208.26 | 716.097 | 0 | 0 | 0 | 0 | 44208.26 | 716.097 | 43057.773 | 42842.4844
8485 | 2021-12-20 12:00 | 395.6333 |  | 369.2667 | 29.5187 | 2.9708 | 0.2 | 79.7537 | 306.2984 | 9.5727 | 0 |  | 395.6333 | 26.3684 | 372.5496 | 0.091544 | 26.3684 | 372.5496 | 0.081104 | 26.3472 | 354.3001 | 0 | 373.0343 | 373.0144 | 42991.137 | 49.1366 | 42712.035 | 39595.496 | 37949.51 | 0 | 0 | 37794.312 | 725.0454 | 0 | 0 | 0 | 0 | 37794.312 | 725.0454 | 36797.164 | 36613.1797
8486 | 2021-12-20 13:00 | 387.65 |  | 365.9667 | 29.1644 | 3.5 | 0.2 | 67.681 | 280.8562 | 21.9039 | 0 |  | 387.65 | 21.7206 | 364.5296 | 0.089697 | 21.7206 | 364.5296 | 0.079467 | 21.6347 | 346.6714 | 0 | 360.94 | 360.9386 | 41599.45 | 47.6956 | 41293.88 | 38461.1 | 36992.082 | 0 | 0 | 36845.6 | 728.2732 | 0 | 0 | 0 | 0 | 36845.6 | 728.2732 | 35862.848 | 35683.5312
8487 | 2021-12-20 14:00 | 280.3 |  | 272 | 28.5978 | 2.9429 | 0.2 | 54.7431 | 270.9307 | 34.9152 | 0 |  | 280.3 | 8.3275 | 270.7961 | 0.064857 | 8.3275 | 270.7961 | 0.057461 | 8.2356 | 257.5298 | 0 | 260.4501 | 260.4514 | 30017.523 | 42.3131 | 29502.375 | 27945.97 | 26895.236 | 0 | 0 | 26819.111 | 737.155 | 0 | 0 | 0 | 0 | 26819.111 | 737.155 | 25948.191 | 25818.4512
8488 | 2021-12-20 15:00 | 194.8167 |  | 192.2667 | 27.9932 | 2.5008 | 0.2 | 41.7521 | 264.0825 | 47.9582 | 0 |  | 194.8167 | 2.5627 | 191.3161 | 0.045078 | 2.5627 | 191.3161 | 0.039937 | 2.4994 | 181.9434 | 0 | 180.754 | 180.7553 | 20832.506 | 37.7052 | 20179.203 | 19389.06 | 18785.234 | 0 | 0 | 18748.01 | 737.3455 | 0 | 0 | 0 | 0 | 18748.01 | 737.3455 | 17838.645 | 17749.4512
8489 | 2021-12-20 16:00 | 149.2667 |  | 149.05 | 27.3319 | 2.5888 | 0.2 | 28.9047 | 258.0364 | 60.8565 | 0 |  | 149.2667 | 0.21819 | 148.2857 | 0.034538 | 0.21819 | 148.2857 | 0.030599 | 0.20669 | 141.0212 | 0 | 138.4033 | 138.4015 | 15951.436 | 34.7385 | 15246.863 | 14785.096 | 14211.406 | 0 | 0 | 14190.548 | 742.1902 | 0 | 0 | 0 | 0 | 14190.548 | 742.1902 | 13351.165 | 13284.4092
8490 | 2021-12-20 17:00 | 63.9333 |  | 63.9333 | 26.5876 | 2.2379 | 0.2 | 16.3405 | 251.9607 | 73.477 | 0 |  | 63.9333 | 0 | 63.5439 | 0.014793 | 0 | 63.5439 | 0.013106 | 0 | 60.4307 | 0 | 59.2221 | 59.2222 | 6825.3135 | 29.8079 | 6130.205 | 6036.7964 | 5754.1406 | 0 | 0 | 5750.5605 | 730.1383 | 0 | 0 | 0 | 0 | 5750.5605 | 730.1383 | 5026.273 | 5001.1416
8491 | 2021-12-20 18:00 | 6.8333 |  | 6.8333 | 25.8375 | 2.5354 | 0.2 | 4.2229 | 245.3389 | 85.6607 | 0 |  | 6.8333 | 0 | 6.8452 | 0.0015811 | 0 | 6.8452 | 0.0014008 | 0 | 6.5097 | 0 | 6.3795 | 6.3798 | 735.2812 | 26.1797 | 340.6768 | 340.5645 | 333.396 | 0 | 0 | 333.379 | 613.1392 | 0 | 0 | 0 | 15.8672 | 317.5119 | 649.9998 | 261.4572 | 260.14996337890625
8492 | 2021-12-20 19:00 | 0 |  | 0 | 24.9865 | 2.5517 | 0.2
8493 | 2021-12-20 20:00 | 0 |  | 0 | 24.1173 | 2.1067 | 0.2
8494 | 2021-12-20 21:00 | 0 |  | 0 | 23.2821 | 1.1308 | 0.2
8495 | 2021-12-20 22:00 | 0 |  | 0 | 22.6388 | 0.83792 | 0.2
8496 | 2021-12-20 23:00 | 0 |  | 0 | 21.7901 | 0.83875 | 0.2
8497 | 2021-12-21 | 0 |  | 0 | 20.1213 | 0.55167 | 0.2
8498 | 2021-12-21 01:00 | 0 |  | 0 | 18.317 | 0.52417 | 0.2
8499 | 2021-12-21 02:00 | 0 |  | 0 | 17.1998 | 0.67417 | 0.2
8500 | 2021-12-21 03:00 | 0 |  | 0 | 16.4935 | 0.63958 | 0.2
8501 | 2021-12-21 04:00 | 0 |  | 0 | 16.3415 | 0.30083 | 0.2
8502 | 2021-12-21 05:00 | 76.5333 |  | 49.7833 | 16.7701 | 0.41292 | 0.2 | 6.4905 | 113.3372 | 84.1878 | 0 |  | 76.5333 | 23.9239 | 48.8241 | 0.017709 | 23.9239 | 48.8241 | 0.015689 | 14.5063 | 46.4253 | 0 | 59.7129 | 59.7891 | 6890.995 | 20.3027 | 6206.8247 | 6289.475 | 5504.6123 | 0 | 0 | 5501.445 | 753.9167 | 0 | 0 | 0 | 0 | 5501.445 | 753.9167 | 4795.7715 | 4771.7925
8503 | 2021-12-21 06:00 | 269.85 |  | 91.5333 | 17.7491 | 0.17583 | 0.2 | 18.7084 | 106.8563 | 71.9265 | 0 |  | 269.85 | 172.2072 | 91.4506 | 0.06244 | 172.2072 | 91.4506 | 0.055319 | 153.0209 | 86.9642 | 0 | 235.1854 | 235.4016 | 27131.03 | 31.8085 | 26571.969 | 25995.172 | 24278.924 | 0 | 0 | 24221.525 | 761.9792 | 0 | 0 | 0 | 0 | 24221.525 | 761.9792 | 23356.37 | 23239.5879
8504 | 2021-12-21 07:00 | 502.0667 |  | 99.9833 | 19.033 | 0.34667 | 0.2 | 31.3378 | 100.831 | 59.2585 | 0 |  | 502.0667 | 394.6664 | 100.6419 | 0.11617 | 394.6664 | 100.6419 | 0.10292 | 375.7441 | 95.7072 | 0 | 462.0223 | 462.3159 | 53282.867 | 46.4312 | 53199.883 | 49746.33 | 47406.656 | 0 | 0 | 47170.75 | 731.2968 | 0 | 0 | 0 | 0 | 47170.75 | 731.2968 | 45950.99 | 45721.2344
8505 | 2021-12-21 08:00 | 721.1167 |  | 125.9 | 20.4061 | 0.93125 | 0.2 | 44.2234 | 94.7163 | 46.3406 | 0 |  | 721.1167 | 588.5176 | 126.8735 | 0.16686 | 588.5176 | 126.8735 | 0.14783 | 575.2731 | 120.6545 | 0 | 682.009 | 682.046 | 78606.41 | 59.7651 | 78925.71 | 70635.31 | 68177.74 | 0 | 0 | 67643.984 | 698.6404 | 0 | 0 | 0 | 0 | 67643.984 | 698.6404 | 65894.984 | 65565.5156
8506 | 2021-12-21 09:00 | 901.6167 |  | 156.75 | 21.7254 | 1.6958 | 0.2 | 57.2242 | 87.5477 | 33.3186 | 0 |  | 901.6167 | 739.6603 | 157.9217 | 0.20862 | 739.6603 | 157.9217 | 0.18483 | 732.348 | 150.1826 | 0 | 864.88 | 864.842 | 99674.87 | 69.9267 | 100097.76 | 86408.74 | 84002.36 | 0 | 0 | 83117.06 | 667.795 | 0 | 0 | 0 | 3.1168 | 83113.945 | 669.0822 | 80751 | 80347.25
8507 | 2021-12-21 10:00 | 1020.05 |  | 195.0167 | 22.8766 | 1.8267 | 0.2 | 70.1074 | 76.3731 | 20.4482 | 0 |  | 1020.05 | 821.6913 | 196.2241 | 0.23603 | 821.6913 | 196.2241 | 0.20911 | 818.9066 | 186.6098 | 0 | 985.4061 | 985.5261 | 113586.74 | 77.4781 | 113902.23 | 95557.82 | 92396.02 | 0 | 0 | 91259.23 | 648.8021 | 0 | 0 | 0 | 744.0894 | 90515.14 | 658.7493 | 87830.305 | 87391.1562
8508 | 2021-12-21 11:00 | 1076.55 |  | 215.4333 | 23.7777 | 1.5733 | 0.2 | 81.6065 | 42.1626 | 9.0628 | 0 |  | 1076.55 | 859.5608 | 216.6121 | 0.2491 | 859.5608 | 216.6121 | 0.22069 | 859.0168 | 206.0008 | 0 | 1043.7173 | 1043.7153 | 120290.49 | 82.2735 | 120501.625 | 99226.47 | 95869.21 | 0 | 0 | 94596.586 | 635.4444 | 0 | 0 | 0 | 1976.4556 | 92620.125 | 651.1468 | 89840.414 | 89391.2109
8509 | 2021-12-21 12:00 | 1070.1167 |  | 203.9 | 24.5551 | 2.1354 | 0.2 | 79.844 | 306.692 | 9.4781 | 0 |  | 1070.1167 | 866.261 | 205.4701 | 0.24761 | 866.261 | 205.4701 | 0.21937 | 865.5738 | 195.4065 | 0 | 1039.7607 | 1039.757 | 119833.68 | 81.3577 | 120052.75 | 99212.83 | 96472.61 | 0 | 0 | 95199.06 | 638.289 | 0 | 0 | 0 | 2002.1693 | 93196.89 | 653.7416 | 90390.92 | 89938.9688
8510 | 2021-12-21 13:00 | 994.0833 |  | 200.2167 | 25.0369 | 1.8913 | 0.2 | 67.7888 | 280.9546 | 21.7955 | 0 |  | 994.0833 | 795.221 | 202.2265 | 0.23002 | 795.221 | 202.2265 | 0.20379 | 792.1072 | 192.3231 | 0 | 964.7417 | 964.7103 | 111182.16 | 78.3283 | 111529.31 | 93276.945 | 90754.734 | 0 | 0 | 89642.99 | 644.3946 | 0 | 0 | 0 | 1060.5632 | 88582.43 | 657.0449 | 85983.414 | 85553.4922
8511 | 2021-12-21 14:00 | 860 |  | 162.8833 | 25.1863 | 1.4888 | 0.2 | 54.8525 | 270.9868 | 34.8055 | 0 |  | 860 | 699.4145 | 165.1074 | 0.19899 | 699.4145 | 165.1074 | 0.1763 | 691.7572 | 157.0228 | 0 | 831.8044 | 831.681 | 95850.75 | 71.9782 | 96277.3 | 82491.14 | 80000.44 | 0 | 0 | 79188.13 | 664.7037 | 0 | 0 | 0 | 18.6211 | 79169.516 | 666.5717 | 76970.67 | 76585.8203
8512 | 2021-12-21 15:00 | 675.85 |  | 129.25 | 24.9834 | 1.6587 | 0.2 | 41.8609 | 264.1284 | 47.8491 | 0 |  | 675.85 | 549.3212 | 131.377 | 0.15638 | 549.3212 | 131.377 | 0.13855 | 535.8326 | 124.9446 | 0 | 647.5616 | 647.5955 | 74637.46 | 61.1376 | 74910.086 | 66727.945 | 64451.777 | 0 | 0 | 63968.438 | 696.0945 | 0 | 0 | 0 | 0 | 63968.438 | 696.0945 | 62353.594 | 62041.8281
8513 | 2021-12-21 16:00 | 450.7333 |  | 105.05 | 24.3005 | 2.3062 | 0.2 | 29.0118 | 258.0812 | 60.7491 | 0 |  | 450.7333 | 348.1191 | 106.8802 | 0.10429 | 348.1191 | 106.8802 | 0.092399 | 329.8868 | 101.6479 | 0 | 422.9041 | 422.8169 | 48731.81 | 47.2204 | 48562.742 | 45310.28 | 43044.742 | 0 | 0 | 42846.535 | 729.5403 | 0 | 0 | 0 | 0 | 42846.535 | 729.5403 | 41728.215 | 41519.5742
8514 | 2021-12-21 17:00 | 224.25 |  | 87.5 | 23.2521 | 2.9483 | 0.2 | 16.4448 | 252.0089 | 73.3723 | 0 |  | 224.25 | 138.1867 | 88.4545 | 0.051888 | 138.1867 | 88.4545 | 0.045971 | 120.943 | 84.1238 | 0 | 200.9655 | 200.9813 | 23163.844 | 33.8332 | 22542.52 | 21929.88 | 20911.91 | 0 | 0 | 20867.396 | 753.3108 | 0 | 0 | 0 | 0 | 20867.396 | 753.3108 | 19958.541 | 19858.75
8515 | 2021-12-21 18:00 | 18.2833 |  | 18.2833 | 22.2617 | 2.655 | 0.2 | 4.3228 | 245.3941 | 85.5603 | 0 |  | 18.2833 | 0 | 18.1888 | 0.0042305 | 0 | 18.1888 | 0.003748 | 0 | 17.2976 | 0 | 16.9517 | 16.9519 | 1953.7693 | 23.1662 | 1431.971 | 1439.0745 | 1393.7557 | 0 | 0 | 1393.5209 | 688.7454 | 0 | 0 | 0 | 0 | 1393.5209 | 688.7454 | 1161.4668 | 1155.6595458984375
8516 | 2021-12-21 19:00 | 0 |  | 0 | 21.6345 | 1.8704 | 0.2
8517 | 2021-12-21 20:00 | 0 |  | 0 | 21.0681 | 0.94208 | 0.2
8518 | 2021-12-21 21:00 | 0 |  | 0 | 20.5018 | 0.7275 | 0.2
8519 | 2021-12-21 22:00 | 0 |  | 0 | 19.9354 | 0.39833 | 0.2
8520 | 2021-12-21 23:00 | 0 |  | 0 | 19.4818 | 1.2038 | 0.2
8521 | 2021-12-22 | 0 |  | 0 | 19.7465 | 2.2304 | 0.2
8522 | 2021-12-22 01:00 | 0 |  | 0 | 20.2186 | 2.7621 | 0.2
8523 | 2021-12-22 02:00 | 0 |  | 0 | 20.5144 | 2.5492 | 0.2
8524 | 2021-12-22 03:00 | 0 |  | 0 | 20.6698 | 2.9008 | 0.2
8525 | 2021-12-22 04:00 | 0 |  | 0 | 20.5856 | 2.3404 | 0.2
8526 | 2021-12-22 05:00 | 39.6833 |  | 38.3167 | 21.119 | 2.3621 | 0.2 | 6.3915 | 113.3942 | 84.2871 | 0 |  | 39.6833 | 1.22 | 38.7055 | 0.0091822 | 1.22 | 38.7055 | 0.008135 | 0.73796 | 36.8106 | 0 | 36.7976 | 36.7959 | 4240.793 | 23.1086 | 3606.3447 | 3627.3035 | 3494.823 | 0 | 0 | 3493.4902 | 726.9321 | 0 | 0 | 0 | 0 | 3493.4902 | 726.9321 | 2980.057 | 2965.156494140625
8527 | 2021-12-22 06:00 | 34.9333 |  | 34.9333 | 21.4504 | 2.3129 | 0.2 | 18.605 | 106.9073 | 72.0302 | 0 |  | 34.9333 | 0 | 34.7534 | 0.0080831 | 0 | 34.7534 | 0.0071613 | 0 | 33.0509 | 0 | 32.3899 | 32.3884 | 3732.8757 | 23.2056 | 3116.8535 | 3133.9924 | 3021.0051 | 0 | 0 | 3019.996 | 722.3339 | 0 | 0 | 0 | 0 | 3019.996 | 722.3339 | 2562.8357 | 2550.0215
8528 | 2021-12-22 07:00 | 139.7333 |  | 139.7333 | 22.0035 | 2.2396 | 0.2 | 31.2317 | 100.8798 | 59.365 | 0 |  | 139.7333 | 0 | 138.8475 | 0.032332 | 0 | 138.8475 | 0.028645 | 0 | 132.0443 | 0 | 129.4034 | 129.4035 | 14914.279 | 29.0395 | 14202.134 | 14024.037 | 13559.651 | 0 | 0 | 13541.201 | 754.4039 | 0 | 0 | 0 | 0 | 13541.201 | 754.4039 | 12719.687 | 12656.0889
8529 | 2021-12-22 08:00 | 102.8 |  | 102.8 | 21.9489 | 1.9733 | 0.2 | 44.1156 | 94.7682 | 46.4487 | 0 |  | 102.8 | 0 | 102.208 | 0.023786 | 0 | 102.208 | 0.021074 | 0 | 97.2005 | 0 | 95.2565 | 95.2567 | 10978.972 | 27.1913 | 10254.077 | 10183.243 | 9700.005 | 0 | 0 | 9690.43 | 752.6671 | 0 | 0 | 0 | 0 | 9690.43 | 752.6671 | 8825.436 | 8781.3086
8530 | 2021-12-22 09:00 | 208.7833 |  | 206.4167 | 22.011 | 2.5354 | 0.2 | 57.116 | 87.6144 | 33.4269 | 0 |  | 208.7833 | 2.3501 | 205.2992 | 0.04831 | 2.3501 | 205.2992 | 0.0428 | 2.3266 | 195.2406 | 0 | 193.6159 | 193.6169 | 22314.371 | 32.3976 | 21680.43 | 21189.873 | 20496.467 | 0 | 0 | 20454.174 | 754.0656 | 0 | 0 | 0 | 0 | 20454.174 | 754.0656 | 19543.574 | 19445.8555
8531 | 2021-12-22 10:00 | 85.8667 |  | 85.8667 | 22.811 | 2.3638 | 0.2 | 70.0019 | 76.5004 | 20.5532 | 0 |  | 85.8667 | 0 | 85.4129 | 0.019868 | 0 | 85.4129 | 0.017603 | 0 | 81.2283 | 0 | 79.6037 | 79.6038 | 9174.385 | 27.1148 | 8455.17 | 8398.751 | 8057.0967 | 0 | 0 | 8050.3765 | 743.9938 | 0 | 0 | 0 | 0 | 8050.3765 | 743.9938 | 7208.8315 | 7172.7871
8532 | 2021-12-22 11:00 | 314.0667 |  | 271.4 | 23.4908 | 2.5442 | 0.2 | 81.5322 | 42.7533 | 9.1377 | 0 |  | 314.0667 | 42.5889 | 272.9176 | 0.072671 | 42.5889 | 272.9176 | 0.064383 | 42.5615 | 259.5478 | 0 | 296.0671 | 296.062 | 34122.457 | 39.3668 | 33678.695 | 32216.814 | 30785.72 | 0 | 0 | 30688.73 | 747.2351 | 0 | 0 | 0 | 0 | 30688.73 | 747.2351 | 29785.254 | 29636.3281
8533 | 2021-12-22 12:00 | 207.7 |  | 204.7 | 23.9478 | 3.4112 | 0.2 | 79.9288 | 307.1266 | 9.3883 | 0 |  | 207.7 | 3.0001 | 203.7698 | 0.048059 | 3.0001 | 203.7698 | 0.042578 | 2.9978 | 193.7867 | 0 | 192.8488 | 192.849 | 22226.191 | 33.8891 | 21591.113 | 21003.385 | 20162.318 | 0 | 0 | 20121.227 | 753.1949 | 0 | 0 | 0 | 0 | 20121.227 | 753.1949 | 19209.799 | 19113.75
8534 | 2021-12-22 13:00 | 525.95 |  | 383.4667 | 25.0593 | 2.6963 | 0.2 | 67.8938 | 281.0733 | 21.6895 | 0 |  | 525.95 | 142.7246 | 384.101 | 0.1217 | 142.7246 | 384.101 | 0.10782 | 142.1714 | 365.287 | 0 | 497.3092 | 497.2956 | 57313.45 | 51.5424 | 57306.95 | 52735.54 | 50601.758 | 0 | 0 | 50324.285 | 721.5938 | 0 | 0 | 0 | 0 | 50324.285 | 721.5938 | 49031.863 | 48786.7031
8535 | 2021-12-22 14:00 | 700.3667 |  | 335.25 | 26.3636 | 1.8267 | 0.2 | 54.9595 | 271.056 | 34.698 | 0 |  | 700.3667 | 366.3157 | 337.6877 | 0.16206 | 366.3157 | 337.6877 | 0.14357 | 362.3342 | 321.1508 | 0 | 669.8153 | 669.8307 | 77200.22 | 63.4745 | 77505.53 | 68482.2 | 66187.56 | 0 | 0 | 65666.03 | 690.349 | 0 | 0 | 0 | 0 | 65666.03 | 690.349 | 63989.79 | 63669.8398
8536 | 2021-12-22 15:00 | 635.45 |  | 183.4167 | 27.3163 | 2.2217 | 0.2 | 41.9671 | 264.1844 | 47.7424 | 0 |  | 635.45 | 454.2775 | 185.9122 | 0.14703 | 454.2775 | 185.9122 | 0.13027 | 443.1922 | 176.8096 | 0 | 607.6017 | 607.5506 | 70021.91 | 60.3771 | 70229.84 | 62722.113 | 60896.34 | 0 | 0 | 60457.523 | 693.5881 | 0 | 0 | 0 | 0 | 60457.523 | 693.5881 | 58939.17 | 58644.4766
8537 | 2021-12-22 16:00 | 416.3333 |  | 144.3833 | 27.7529 | 2.3146 | 0.2 | 29.1161 | 258.1344 | 60.6443 | 0 |  | 416.3333 | 273.8612 | 145.9216 | 0.096334 | 273.8612 | 145.9216 | 0.085348 | 259.6093 | 138.7768 | 0 | 390.4184 | 390.3406 | 44988.633 | 48.9043 | 44747.78 | 41514.61 | 40038.33 | 0 | 0 | 39862.242 | 721.9717 | 0 | 0 | 0 | 0 | 39862.242 | 721.9717 | 38815.152 | 38621.0742
8538 | 2021-12-22 17:00 | 265.4167 |  | 82.7 | 27.7888 | 1.9138 | 0.2 | 16.5458 | 252.0644 | 73.2708 | 0 |  | 265.4167 | 184.6292 | 83.9799 | 0.061414 | 184.6292 | 83.9799 | 0.05441 | 161.7805 | 79.8687 | 0 | 236.8162 | 236.864 | 27299.465 | 40.86 | 26740.506 | 25437.545 | 24413.48 | 0 | 0 | 24349.955 | 738.5824 | 0 | 0 | 0 | 0 | 24349.955 | 738.5824 | 23487.516 | 23370.0781
8539 | 2021-12-22 18:00 | 24.35 |  | 24.0333 | 27.239 | 2.0612 | 0.2 | 4.4188 | 245.456 | 85.4636 | 0 |  | 24.35 | 0.28784 | 23.8525 | 0.0056342 | 0.28784 | 23.8525 | 0.0049917 | 0.12024 | 22.6839 | 0 | 22.3481 | 22.3476 | 2575.6892 | 28.464 | 2014.1855 | 1993.5731 | 1929.4004 | 0 | 0 | 1928.9506 | 690.4844 | 0 | 0 | 0 | 0 | 1928.9506 | 690.4844 | 1617.3525 | 1609.2657470703125
8540 | 2021-12-22 19:00 | 0 |  | 0 | 26.4191 | 2.0638 | 0.2
8541 | 2021-12-22 20:00 | 0 |  | 0 | 25.5681 | 1.8508 | 0.2
8542 | 2021-12-22 21:00 | 0 |  | 0 | 24.717 | 1.9233 | 0.2
8543 | 2021-12-22 22:00 | 0 |  | 0 | 23.8857 | 2.1854 | 0.2
8544 | 2021-12-22 23:00 | 0 |  | 0 | 23.1216 | 2.3138 | 0.2
8545 | 2021-12-23 | 0 |  | 0 | 22.0251 | 2.0612 | 0.2
8546 | 2021-12-23 01:00 | 0 |  | 0 | 20.8863 | 2.645 | 0.2
8547 | 2021-12-23 02:00 | 0 |  | 0 | 20.2013 | 3.1208 | 0.2
8548 | 2021-12-23 03:00 | 0 |  | 0 | 19.7858 | 3.405 | 0.2
8549 | 2021-12-23 04:00 | 0 |  | 0 | 19.7238 | 2.1325 | 0.2
8550 | 2021-12-23 05:00 | 43.6333 |  | 40.7333 | 19.9668 | 1.8396 | 0.2 | 6.2886 | 113.4445 | 84.3903 | 0 |  | 43.6333 | 2.5835 | 41.1293 | 0.010096 | 2.5835 | 41.1293 | 0.0089447 | 1.5587 | 39.1155 | 0 | 39.8606 | 39.8595 | 4593.889 | 22.1739 | 3948.1868 | 3982.5806 | 3818.0347 | 0 | 0 | 3816.4832 | 732.5359 | 0 | 0 | 0 | 0 | 3816.4832 | 732.5359 | 3267.0588 | 3250.723388671875
8551 | 2021-12-23 06:00 | 147.95 |  | 118.1667 | 20.4699 | 1.4404 | 0.2 | 18.4983 | 106.9508 | 72.1372 | 0 |  | 147.95 | 28.75 | 117.3559 | 0.034234 | 28.75 | 117.3559 | 0.030329 | 25.4939 | 111.6023 | 0 | 134.3543 | 134.3935 | 15489.152 | 28.0478 | 14781.716 | 14640.387 | 14004.817 | 0 | 0 | 13985.459 | 758.4196 | 0 | 0 | 0 | 0 | 13985.459 | 758.4196 | 13151.507 | 13085.749
8552 | 2021-12-23 07:00 | 272.1667 |  | 232.1333 | 21.1029 | 1.2742 | 0.2 | 31.1226 | 100.9202 | 59.4743 | 0 |  | 272.1667 | 39.2883 | 233.9876 | 0.062976 | 39.2883 | 233.9876 | 0.055794 | 37.3801 | 222.5235 | 0 | 254.7055 | 254.7137 | 29356.61 | 35.5742 | 28830.43 | 27905.8 | 26831.629 | 0 | 0 | 26758.344 | 749.9893 | 0 | 0 | 0 | 0 | 26758.344 | 749.9893 | 25888.123 | 25758.6816
8553 | 2021-12-23 08:00 | 351.0333 |  | 323.7667 | 21.6999 | 1.6208 | 0.2 | 44.0051 | 94.8098 | 46.5593 | 0 |  | 351.0333 | 26.9574 | 326.6993 | 0.081224 | 26.9574 | 326.6993 | 0.071961 | 26.3429 | 310.6933 | 0 | 330.2954 | 330.3033 | 38068.63 | 40.172 | 37696.785 | 35974.527 | 34572.145 | 0 | 0 | 34450.7 | 747.0872 | 0 | 0 | 0 | 0 | 34450.7 | 747.0872 | 33497.5 | 33330.0117
8554 | 2021-12-23 09:00 | 416.6 |  | 325.5333 | 22.212 | 2.2313 | 0.2 | 57.0052 | 87.6674 | 33.5377 | 0 |  | 416.6 | 90.4251 | 324.9875 | 0.096395 | 90.4251 | 324.9875 | 0.085402 | 89.5174 | 309.0627 | 0 | 390.6085 | 390.6142 | 45020.03 | 43.4586 | 44779.707 | 42298.59 | 41022.77 | 0 | 0 | 40845.75 | 736.5212 | 0 | 0 | 0 | 0 | 40845.75 | 736.5212 | 39775.08 | 39576.1992
8555 | 2021-12-23 10:00 | 454.8167 |  | 412.1 | 22.5126 | 3.0079 | 0.2 | 69.8932 | 76.6058 | 20.6612 | 0 |  | 454.8167 | 42.5419 | 416.1321 | 0.10524 | 42.5419 | 416.1321 | 0.093237 | 42.3946 | 395.7463 | 0 | 429.378 | 429.3808 | 49487.633 | 45.057 | 49333.125 | 46365.105 | 44555.11 | 0 | 0 | 44348.062 | 738.4603 | 0 | 0 | 0 | 0 | 44348.062 | 738.4603 | 43194.28 | 42978.3086
8556 | 2021-12-23 11:00 | 457.4333 |  | 419.5167 | 22.4559 | 3.3588 | 0.2 | 81.4512 | 43.3002 | 9.2182 | 0 |  | 457.4333 | 37.847 | 423.7517 | 0.10584 | 37.847 | 423.7517 | 0.093773 | 37.8222 | 402.9936 | 0 | 431.9995 | 431.9998 | 49787.812 | 44.7786 | 49639.105 | 46699.73 | 45279.88 | 0 | 0 | 45061.992 | 733.7504 | 0 | 0 | 0 | 0 | 45061.992 | 733.7504 | 43891.438 | 43671.9805
8557 | 2021-12-23 12:00 | 463.6167 |  | 428.5667 | 22.9133 | 3.825 | 0.2 | 80.008 | 307.602 | 9.3037 | 0 |  | 463.6167 | 35.0509 | 433.1721 | 0.10727 | 35.0509 | 433.1721 | 0.095041 | 35.0239 | 411.9535 | 0 | 438.0379 | 438.0361 | 50485.08 | 45.0727 | 50349.707 | 47322.48 | 45755.77 | 0 | 0 | 45534.59 | 735.3041 | 0 | 0 | 0 | 0 | 45534.59 | 735.3041 | 44352.965 | 44131.1992
8558 | 2021-12-23 13:00 | 397.1833 |  | 364.5333 | 23.041 | 3.3662 | 0.2 | 67.9958 | 281.2122 | 21.5861 | 0 |  | 397.1833 | 32.7049 | 367.905 | 0.091903 | 32.7049 | 367.905 | 0.081422 | 32.5794 | 349.8836 | 0 | 374.8138 | 374.8127 | 43198.23 | 42.4021 | 42923.07 | 40679.39 | 38933.71 | 0 | 0 | 38778.043 | 743.2844 | 0 | 0 | 0 | 0 | 38778.043 | 743.2844 | 37757.08 | 37568.293
8559 | 2021-12-23 14:00 | 353.95 |  | 336.35 | 23.1437 | 3.1983 | 0.2 | 55.0639 | 271.1384 | 34.5928 | 0 |  | 353.95 | 17.6576 | 334.9971 | 0.081899 | 17.6576 | 334.9971 | 0.072559 | 17.4671 | 318.586 | 0 | 329.332 | 329.3191 | 37956.004 | 40.2852 | 37582.062 | 35852.38 | 34487.06 | 0 | 0 | 34365.168 | 746.4608 | 0 | 0 | 0 | 0 | 34365.168 | 746.4608 | 33413.113 | 33246.0469
8560 | 2021-12-23 15:00 | 267.0333 |  | 253.2667 | 23.1481 | 3.5983 | 0.2 | 42.0708 | 264.2503 | 47.6381 | 0 |  | 267.0333 | 13.8349 | 252.1487 | 0.061788 | 13.8349 | 252.1487 | 0.054741 | 13.4993 | 239.7962 | 0 | 248.2296 | 248.2277 | 28607.908 | 35.8357 | 28069.277 | 27146.174 | 26149.928 | 0 | 0 | 26079.457 | 748.3144 | 0 | 0 | 0 | 0 | 26079.457 | 748.3144 | 25217.436 | 25091.3477
8561 | 2021-12-23 16:00 | 178.6833 |  | 174.45 | 22.9432 | 3.5258 | 0.2 | 29.2175 | 258.1959 | 60.5423 | 0 |  | 178.6833 | 4.263 | 173.614 | 0.041345 | 4.263 | 173.614 | 0.03663 | 4.0425 | 165.1089 | 0 | 165.7684 | 165.7635 | 19104.76 | 31.4438 | 18430.8 | 18065.623 | 17394.797 | 0 | 0 | 17364.582 | 756.4363 | 0 | 0 | 0 | 0 | 17364.582 | 756.4363 | 16466.203 | 16383.8711
8562 | 2021-12-23 17:00 | 88.2833 |  | 87.0833 | 22.5576 | 3.3912 | 0.2 | 16.6434 | 252.1273 | 73.1725 | 0 |  | 88.2833 | 1.2125 | 86.6077 | 0.020428 | 1.2125 | 86.6077 | 0.018098 | 1.0637 | 82.3647 | 0 | 81.7598 | 81.7575 | 9422.784 | 26.776 | 8702.188 | 8653.671 | 8308.951 | 0 | 0 | 8301.896 | 748.6892 | 0 | 0 | 0 | 0 | 8301.896 | 748.6892 | 7453.5024 | 7416.2354
8563 | 2021-12-23 18:00 | 5.1833 |  | 5.1833 | 22.0588 | 2.5954 | 0.2 | 4.5109 | 245.5247 | 85.3707 | 0 |  | 5.1833 | 0 | 5.1752 | 0.0011994 | 0 | 5.1752 | 0.0010626 | 0 | 4.9216 | 0 | 4.8231 | 4.8231 | 555.8707 | 22.3169 | 201.1093 | 200.6423 | 199.0382 | 0 | 0 | 199.0305 | 540.9056 | 0 | 0 | 0 | 30.9237 | 168.1067 | 649.9992 | 138.1947 | 137.50375366210938
8564 | 2021-12-23 19:00 | 0 |  | 0 | 21.1843 | 1.6808 | 0.2
8565 | 2021-12-23 20:00 | 0 |  | 0 | 20.246 | 1.2517 | 0.2
8566 | 2021-12-23 21:00 | 0 |  | 0 | 19.3076 | 1.2846 | 0.2
8567 | 2021-12-23 22:00 | 0 |  | 0 | 18.3692 | 1.7733 | 0.2
8568 | 2021-12-23 23:00 | 0 |  | 0 | 17.4639 | 1.6267 | 0.2
8569 | 2021-12-24 | 0 |  | 0 | 16.7535 | 1.4767 | 0.2
8570 | 2021-12-24 01:00 | 0 |  | 0 | 16.052 | 1.2871 | 0.2
8571 | 2021-12-24 02:00 | 0 |  | 0 | 15.6134 | 1.5242 | 0.2
8572 | 2021-12-24 03:00 | 0 |  | 0 | 15.3875 | 1.3654 | 0.2
8573 | 2021-12-24 04:00 | 0 |  | 0 | 15.3309 | 0.96458 | 0.2
8574 | 2021-12-24 05:00 | 69.2 |  | 40.8333 | 15.7189 | 0.9 | 0.2 | 6.1819 | 113.488 | 84.4973 | 0 |  | 69.2 | 25.2169 | 39.9822 | 0.016012 | 25.2169 | 39.9822 | 0.014186 | 15.1698 | 38.0171 | 0 | 52.1231 | 52.1327 | 6008.52 | 18.7316 | 5342.769 | 5438.758 | 4727.914 | 0 | 0 | 4725.4966 | 747.4313 | 0 | 0 | 0 | 0 | 4725.4966 | 747.4313 | 4085.2097 | 4064.7837
8575 | 2021-12-24 06:00 | 253.3667 |  | 88.65 | 16.7182 | 0.87583 | 0.2 | 18.3884 | 106.9869 | 72.2474 | 0 |  | 253.3667 | 158.9648 | 88.5602 | 0.058625 | 158.9648 | 88.5602 | 0.05194 | 140.8053 | 84.2155 | 0 | 220.5204 | 220.5635 | 25419.725 | 29.4784 | 24833.955 | 24473.166 | 22951.021 | 0 | 0 | 22900.457 | 764.38 | 0 | 0 | 0 | 0 | 22900.457 | 764.38 | 22011.816 | 21901.7559
8576 | 2021-12-24 07:00 | 474.4167 |  | 112.5333 | 18.0375 | 0.65333 | 0.2 | 31.0106 | 100.952 | 59.5864 | 0 |  | 474.4167 | 355.1195 | 112.9856 | 0.10977 | 355.1195 | 112.9856 | 0.097254 | 337.7545 | 107.4451 | 0 | 436.2957 | 436.359 | 50291.89 | 43.539 | 50152.484 | 47343.14 | 45224.543 | 0 | 0 | 45012.848 | 736.6484 | 0 | 0 | 0 | 0 | 45012.848 | 736.6484 | 43843.445 | 43624.2266
8577 | 2021-12-24 08:00 | 694.35 |  | 136.9833 | 19.4555 | 0.20167 | 0.2 | 43.8921 | 94.8412 | 46.6724 | 0 |  | 694.35 | 551.0217 | 137.9482 | 0.16066 | 551.0217 | 137.9482 | 0.14234 | 538.3763 | 131.1864 | 0 | 656.1715 | 656.239 | 75632.49 | 58.6035 | 75916.555 | 68214.125 | 65775.88 | 0 | 0 | 65284.305 | 701.9877 | 0 | 0 | 0 | 0 | 65284.305 | 701.9877 | 63621.95 | 63303.8398
8578 | 2021-12-24 09:00 | 865.9 |  | 181.5833 | 20.84 | 0.26208 | 0.2 | 56.8919 | 87.7065 | 33.6508 | 0 |  | 865.9 | 679.4778 | 182.6935 | 0.20036 | 679.4778 | 182.6935 | 0.17751 | 672.6039 | 173.7405 | 0 | 829.4175 | 829.4029 | 95589.52 | 70.1822 | 96016.484 | 82810.23 | 80604.22 | 0 | 0 | 79778.94 | 665.763 | 0 | 0 | 0 | -0.015763 | 79778.95 | 666.0872 | 77555.09 | 77167.3203
8579 | 2021-12-24 10:00 | 987.3 |  | 221.7333 | 22.0774 | 0.30958 | 0.2 | 69.7815 | 76.6894 | 20.772 | 0 |  | 987.3 | 762.4213 | 222.7986 | 0.22845 | 762.4213 | 222.7986 | 0.20239 | 759.7505 | 211.8821 | 0 | 952.1999 | 952.2212 | 109749.11 | 78.604 | 110109.42 | 91978.02 | 88732.13 | 0 | 0 | 87680.5 | 647.3821 | 0 | 0 | 0 | 845.9259 | 86834.57 | 658.5178 | 84312.09 | 83890.5312
8580 | 2021-12-24 11:00 | 1047.9166 |  | 249.9667 | 23.0957 | 1.0537 | 0.2 | 81.3635 | 43.8027 | 9.3041 | 0 |  | 1047.9166 | 796.4727 | 251.9572 | 0.24247 | 796.4727 | 251.9572 | 0.21482 | 795.9413 | 239.6146 | 0 | 1014.8447 | 1014.844 | 116963.586 | 81.3341 | 117233.33 | 96900.4 | 94249.92 | 0 | 0 | 93033.78 | 636.9528 | 0 | 0 | 0 | 2201.7542 | 90832.03 | 654.9532 | 88133.01 | 87692.3359
8581 | 2021-12-24 12:00 | 1045.4166 |  | 243.5333 | 23.8339 | 2.1321 | 0.2 | 80.0812 | 308.1182 | 9.2244 | 0 |  | 1045.4166 | 801.895 | 245.9286 | 0.24189 | 801.895 | 245.9286 | 0.21431 | 801.2872 | 233.8838 | 0 | 1014.4676 | 1014.4423 | 116918.055 | 79.2618 | 117187.76 | 97647.62 | 94167.4 | 0 | 0 | 92981.11 | 647.0231 | 0 | 0 | 0 | 927.5793 | 92053.52 | 657.2342 | 89299.49 | 88853
8582 | 2021-12-24 13:00 | 983.7 |  | 204.7 | 24.4011 | 2.3121 | 0.2 | 68.0948 | 281.3715 | 21.4855 | 0 |  | 983.7 | 780.304 | 206.6935 | 0.22761 | 780.304 | 206.6935 | 0.20166 | 777.3382 | 196.5713 | 0 | 954.4313 | 954.431 | 110001.06 | 76.1248 | 110360.6 | 93084.35 | 90215.71 | 0 | 0 | 89141.59 | 651.6033 | 0 | 0 | 0 | 505.9648 | 88635.625 | 660.2991 | 86034.266 | 85604.0938
8583 | 2021-12-24 14:00 | 870.25 |  | 141.7 | 24.6571 | 2.3871 | 0.2 | 55.1657 | 271.234 | 34.4901 | 0 |  | 870.25 | 730.9294 | 143.8415 | 0.20136 | 730.9294 | 143.8415 | 0.1784 | 723.0958 | 136.7984 | 0 | 842.6963 | 842.6722 | 97120.484 | 70.1686 | 97546.44 | 84133.45 | 81959.94 | 0 | 0 | 81104.195 | 665.3874 | 0 | 0 | 0 | -1.664 | 81105.86 | 665.6971 | 78827.11 | 78432.9766
8584 | 2021-12-24 15:00 | 673.0333 |  | 128.3167 | 24.5554 | 2.4 | 0.2 | 42.1717 | 264.3263 | 47.5364 | 0 |  | 673.0333 | 547.4111 | 130.4412 | 0.15573 | 547.4111 | 130.4412 | 0.13797 | 534.2131 | 124.0547 | 0 | 645.1025 | 645.2571 | 74367.66 | 59.3843 | 74635.53 | 66884.52 | 64852.43 | 0 | 0 | 64359.973 | 697.7523 | 0 | 0 | 0 | 0 | 64359.973 | 697.7523 | 62731.055 | 62417.3984
8585 | 2021-12-24 16:00 | 459.4333 |  | 92.9167 | 24.0083 | 2.3033 | 0.2 | 29.3158 | 258.2657 | 60.4433 | 0 |  | 459.4333 | 369.084 | 94.6858 | 0.10631 | 369.084 | 94.6858 | 0.094183 | 350.1097 | 90.0503 | 0 | 431.3568 | 431.355 | 49714.6 | 47.3941 | 49564.336 | 46218.707 | 44495.75 | 0 | 0 | 44280.91 | 727.1137 | 0 | 0 | 0 | 0 | 44280.91 | 727.1137 | 43128.707 | 42913.0625
8586 | 2021-12-24 17:00 | 241.0667 |  | 72.4 | 23.1794 | 1.7033 | 0.2 | 16.7375 | 252.1975 | 73.0776 | 0 |  | 241.0667 | 170.4236 | 73.6535 | 0.055779 | 170.4236 | 73.6535 | 0.049418 | 149.6611 | 70.0481 | 0 | 215.315 | 215.3416 | 24818.777 | 35.1772 | 24221.53 | 23462.752 | 22386.195 | 0 | 0 | 22335.117 | 753.9558 | 0 | 0 | 0 | 0 | 22335.117 | 753.9558 | 21438.916 | 21331.7227
8587 | 2021-12-24 18:00 | 22.3167 |  | 21.8 | 22.0849 | 1.5517 | 0.2 | 4.5989 | 245.6 | 85.2818 | 0 |  | 22.3167 | 0.48841 | 21.6605 | 0.0051638 | 0.48841 | 21.6605 | 0.0045749 | 0.21589 | 20.5993 | 0 | 20.3989 | 20.3987 | 2351.0037 | 23.2293 | 1802.7777 | 1811.8281 | 1749.484 | 0 | 0 | 1749.1248 | 700.3207 | 0 | 0 | 0 | 0 | 1749.1248 | 700.3207 | 1463.6464 | 1456.3281
8588 | 2021-12-24 19:00 | 0 |  | 0 | 20.9987 | 1.2154 | 0.2
8589 | 2021-12-24 20:00 | 0 |  | 0 | 19.9213 | 1.0112 | 0.2
8590 | 2021-12-24 21:00 | 0 |  | 0 | 18.8438 | 1.35 | 0.2
8591 | 2021-12-24 22:00 | 0 |  | 0 | 17.7663 | 0.9775 | 0.2
8592 | 2021-12-24 23:00 | 0 |  | 0 | 16.7612 | 1.0088 | 0.2
8593 | 2021-12-25 | 0 |  | 0 | 16.1852 | 1.7804 | 0.2
8594 | 2021-12-25 01:00 | 0 |  | 0 | 15.6011 | 2.4967 | 0.2
8595 | 2021-12-25 02:00 | 0 |  | 0 | 15.2341 | 2.7933 | 0.2
8596 | 2021-12-25 03:00 | 0 |  | 0 | 14.9022 | 3.8121 | 0.2
8597 | 2021-12-25 04:00 | 0 |  | 0 | 14.7604 | 3.0146 | 0.2
8598 | 2021-12-25 05:00 | 73.1 |  | 44.9 | 15.0885 | 3.6071 | 0.2 | 6.0714 | 113.5246 | 84.608 | 0 |  | 73.1 | 25.0113 | 43.9632 | 0.016914 | 25.0113 | 43.9632 | 0.014985 | 14.9989 | 41.8026 | 0 | 55.6655 | 55.7679 | 6427.592 | 17.9378 | 5753.4253 | 5872.681 | 5147.643 | 0 | 0 | 5144.8203 | 756.0085 | 0 | 0 | 0 | 0 | 5144.8203 | 756.0085 | 4467.806 | 4445.4668
8599 | 2021-12-25 06:00 | 269.4167 |  | 79.5833 | 15.8539 | 3.7679 | 0.2 | 18.2752 | 107.0155 | 72.3607 | 0 |  | 269.4167 | 183.1607 | 79.5162 | 0.062339 | 183.1607 | 79.5162 | 0.05523 | 162.0502 | 75.6148 | 0 | 232.9117 | 233.0475 | 26859.207 | 27.674 | 26296.36 | 26056.365 | 24256.658 | 0 | 0 | 24200.246 | 771.2884 | 0 | 0 | 0 | 0 | 24200.246 | 771.2884 | 23334.646 | 23217.9746
8600 | 2021-12-25 07:00 | 504.9167 |  | 91.3833 | 16.9326 | 2.5946 | 0.2 | 30.8959 | 100.9753 | 59.7011 | 0 |  | 504.9167 | 405.7705 | 92.0233 | 0.11683 | 405.7705 | 92.0233 | 0.10351 | 385.7913 | 87.5111 | 0 | 463.8364 | 463.8999 | 53465.645 | 41.7518 | 53386.176 | 50689.516 | 48468.18 | 0 | 0 | 48228.125 | 741.7728 | 0 | 0 | 0 | 0 | 48228.125 | 741.7728 | 46983.88 | 46748.9609
8601 | 2021-12-25 08:00 | 730.6667 |  | 103.3667 | 18.1057 | 2.4096 | 0.2 | 43.7766 | 94.8622 | 46.7878 | 0 |  | 730.6667 | 620.1334 | 104.2119 | 0.16907 | 620.1334 | 104.2119 | 0.14979 | 605.8049 | 99.1044 | 0 | 690.8112 | 690.971 | 79635.85 | 55.3859 | 79965.33 | 72648.75 | 69589.75 | 0 | 0 | 69049.38 | 709.7117 | 0 | 0 | 0 | 0 | 69049.38 | 709.7117 | 67247.9 | 66911.6562
8602 | 2021-12-25 09:00 | 908.5167 |  | 146.8 | 19.2252 | 3.0208 | 0.2 | 56.7762 | 87.732 | 33.7662 | 0 |  | 908.5167 | 756.3118 | 147.9725 | 0.21022 | 756.3118 | 147.9725 | 0.18624 | 748.5994 | 140.7209 | 0 | 871.5339 | 871.5061 | 100444.19 | 64.9562 | 100863.36 | 88644.89 | 85009.95 | 0 | 0 | 84152.9 | 688.6549 | 0 | 0 | 0 | 0 | 84152.9 | 688.6549 | 81745.87 | 81337.1406
8603 | 2021-12-25 10:00 | 1038.9 |  | 181.7667 | 20.2203 | 3.2983 | 0.2 | 69.667 | 76.7514 | 20.8855 | 0 |  | 1038.9 | 853.5978 | 183.0162 | 0.24039 | 853.5978 | 183.0162 | 0.21297 | 850.5731 | 174.049 | 0 | 1004.1296 | 1004.1758 | 115732.766 | 72.2517 | 116020.95 | 99284.12 | 96529.62 | 0 | 0 | 95340.14 | 659.4482 | 0 | 0 | 0 | 154.3742 | 95185.766 | 664.8462 | 92279.23 | 91817.8359
8604 | 2021-12-25 11:00 | 1108.6333 |  | 151.2667 | 21.036 | 3.5587 | 0.2 | 81.2696 | 44.2605 | 9.3954 | 0 |  | 1108.6333 | 955.5831 | 151.471 | 0.25652 | 955.5831 | 151.471 | 0.22727 | 954.9328 | 144.0505 | 0 | 1077.0037 | 1077.0043 | 124129.48 | 76.1837 | 124261.16 | 104754.7 | 101297.28 | 0 | 0 | 99954.37 | 650.3961 | 0 | 0 | 0 | 800.5753 | 99153.79 | 660.2222 | 96034.18 | 95554.0078
8605 | 2021-12-25 12:00 | 1106.5667 |  | 174.1 | 21.6358 | 4.1338 | 0.2 | 80.1483 | 308.6745 | 9.1508 | 0 |  | 1106.5667 | 932.4722 | 174.324 | 0.25604 | 932.4722 | 174.324 | 0.22684 | 931.7747 | 165.785 | 0 | 1075.6085 | 1075.585 | 123961.234 | 75.2887 | 124097.42 | 104975.76 | 101957.945 | 0 | 0 | 100593.35 | 650.6824 | 0 | 0 | 0 | 686.8362 | 99906.516 | 660.3636 | 96745.66 | 96261.9297
8606 | 2021-12-25 13:00 | 1040.5834 |  | 167.3333 | 21.9964 | 4.3742 | 0.2 | 68.1904 | 281.5513 | 21.3878 | 0 |  | 1040.5834 | 874.7058 | 168.2224 | 0.24078 | 874.7058 | 168.2224 | 0.21332 | 871.4125 | 159.9833 | 0 | 1010.7679 | 1010.6731 | 116480.91 | 71.8628 | 116755.89 | 100053.414 | 97177.516 | 0 | 0 | 95970.83 | 660.9811 | 0 | 0 | 0 | 82.4609 | 95888.37 | 665.0356 | 92944.63 | 92479.9141
8607 | 2021-12-25 14:00 | 902.5167 |  | 146.8 | 22.1011 | 4.2912 | 0.2 | 55.2647 | 271.3428 | 34.3899 | 0 |  | 902.5167 | 758.1807 | 148.9662 | 0.20883 | 758.1807 | 148.9662 | 0.18501 | 750.1101 | 141.6721 | 0 | 873.9465 | 873.8434 | 100712.27 | 65.3793 | 101134 | 88765.64 | 86716.05 | 0 | 0 | 85787.79 | 676.0989 | 0 | 0 | 0 | 0 | 85787.79 | 676.0989 | 83310.664 | 82894.1094
8608 | 2021-12-25 15:00 | 716.5833 |  | 98.4167 | 21.9407 | 3.6404 | 0.2 | 42.2697 | 264.4123 | 47.4374 | 0 |  | 716.5833 | 621.2216 | 99.9912 | 0.16581 | 621.2216 | 99.9912 | 0.1469 | 606.3306 | 95.095 | 0 | 687.3972 | 687.2958 | 79212.31 | 57.003 | 79539.76 | 71884.94 | 69607.94 | 0 | 0 | 69050.61 | 702.8738 | 0 | 0 | 0 | 0 | 69050.61 | 702.8738 | 67249.08 | 66912.8281
8609 | 2021-12-25 16:00 | 488.5 |  | 86.8333 | 21.4231 | 3.8433 | 0.2 | 29.4109 | 258.3438 | 60.3473 | 0 |  | 488.5 | 404.4783 | 88.5542 | 0.11303 | 404.4783 | 88.5542 | 0.10014 | 383.8051 | 84.219 | 0 | 458.6636 | 458.7889 | 52876.61 | 44.613 | 52786.484 | 49676.363 | 47310.117 | 0 | 0 | 47064.695 | 724.8047 | 0 | 0 | 0 | 0 | 47064.695 | 724.8047 | 45847.395 | 45618.1602
8610 | 2021-12-25 17:00 | 251.1833 |  | 75.6333 | 20.5822 | 4.6775 | 0.2 | 16.828 | 252.2749 | 72.9862 | 0 |  | 251.1833 | 177.3765 | 76.9071 | 0.05812 | 177.3765 | 76.9071 | 0.051492 | 155.9258 | 73.1423 | 0 | 224.4868 | 224.453 | 25868.254 | 31.5049 | 25286.746 | 24782.35 | 23832.229 | 0 | 0 | 23775.057 | 757.7291 | 0 | 0 | 0 | 0 | 23775.057 | 757.7291 | 22901.05 | 22786.5449
8611 | 2021-12-25 18:00 | 22.3 |  | 22.3 | 19.5226 | 3.2738 | 0.2 | 4.6828 | 245.682 | 85.197 | 0 |  | 22.3 | 0 | 22.1568 | 0.0051599 | 0 | 22.1568 | 0.0045715 | 0 | 21.0713 | 0 | 20.6498 | 20.6499 | 2380.0352 | 20.5938 | 1830.0507 | 1852.9249 | 1785.2849 | 0 | 0 | 1784.9187 | 707.2817 | 0 | 0 | 0 | 0 | 1784.9187 | 707.2817 | 1494.1932 | 1486.7222
8612 | 2021-12-25 19:00 | 0 |  | 0 | 18.4878 | 2.4179 | 0.2
8613 | 2021-12-25 20:00 | 0 |  | 0 | 17.4627 | 1.8775 | 0.2
8614 | 2021-12-25 21:00 | 0 |  | 0 | 16.4377 | 1.7637 | 0.2
8615 | 2021-12-25 22:00 | 0 |  | 0 | 15.4136 | 1.4663 | 0.2
8616 | 2021-12-25 23:00 | 0 |  | 0 | 14.5313 | 0.91708 | 0.2
8617 | 2021-12-26 | 0 |  | 0 | 14.4857 | 0.4525 | 0.2
8618 | 2021-12-26 01:00 | 0 |  | 0 | 14.5371 | 0.33708 | 0.2
8619 | 2021-12-26 02:00 | 0 |  | 0 | 14.5393 | 0.53458 | 0.2
8620 | 2021-12-26 03:00 | 0 |  | 0 | 14.517 | 0.875 | 0.2
8621 | 2021-12-26 04:00 | 0 |  | 0 | 14.5285 | 0.56458 | 0.2
8622 | 2021-12-26 05:00 | 57.55 |  | 38.9 | 14.9785 | 0.52417 | 0.2 | 5.9574 | 113.5543 | 84.7222 | 0 |  | 57.55 | 16.5006 | 38.0529 | 0.013316 | 16.5006 | 38.0529 | 0.011798 | 9.8613 | 36.1823 | 0 | 45.1228 | 45.1729 | 5206.485 | 17.634 | 4554.214 | 4653.3457 | 4117.735 | 0 | 0 | 4115.9263 | 748.14 | 0 | 0 | 0 | 0 | 4115.9263 | 748.14 | 3534.8708 | 3517.196533203125
8623 | 2021-12-26 06:00 | 215.45 |  | 104.9833 | 15.8705 | 0.75875 | 0.2 | 18.159 | 107.0366 | 72.477 | 0 |  | 215.45 | 106.5578 | 104.4961 | 0.049852 | 106.5578 | 104.4961 | 0.044167 | 94.1632 | 99.3702 | 0 | 189.6627 | 189.6258 | 21853.959 | 26.8996 | 21216.4 | 21081.531 | 19871.795 | 0 | 0 | 19833.809 | 768.0018 | 0 | 0 | 0 | 0 | 19833.809 | 768.0018 | 18922.082 | 18827.4727
8624 | 2021-12-26 07:00 | 402.5833 |  | 189.4 | 17.0779 | 1.3217 | 0.2 | 30.7786 | 100.9901 | 59.8184 | 0 |  | 402.5833 | 209.1642 | 189.1637 | 0.093152 | 209.1642 | 189.1637 | 0.082529 | 198.7924 | 179.8893 | 0 | 371.108 | 371.0867 | 42767.773 | 38.1153 | 42484.684 | 40805.152 | 38969.863 | 0 | 0 | 38819.04 | 753.209 | 0 | 0 | 0 | 0 | 38819.04 | 753.209 | 37797.082 | 37608.0977
8625 | 2021-12-26 08:00 | 613.3667 |  | 240.8 | 18.4492 | 1.5717 | 0.2 | 43.6588 | 94.8729 | 46.9054 | 0 |  | 613.3667 | 368.2954 | 241.091 | 0.14192 | 368.2954 | 241.091 | 0.12574 | 359.7268 | 229.2736 | 0 | 577.2204 | 577.3992 | 66545.65 | 50.8124 | 66699.2 | 61532.5 | 59433.25 | 0 | 0 | 59050.45 | 720.1625 | 0 | 0 | 0 | 0 | 59050.45 | 720.1625 | 57562.78 | 57274.9648
8626 | 2021-12-26 09:00 | 762.4667 |  | 292.8167 | 19.7582 | 2.2425 | 0.2 | 56.6582 | 87.7438 | 33.8837 | 0 |  | 762.4667 | 466.3067 | 293.6268 | 0.17642 | 466.3067 | 293.6268 | 0.1563 | 461.513 | 279.2373 | 0 | 725.9353 | 726.087 | 83683.4 | 59.232 | 84052.85 | 75373 | 72821.74 | 0 | 0 | 72212.695 | 698.6964 | 0 | 0 | 0 | 0 | 72212.695 | 698.6964 | 70290.664 | 69939.2109
8627 | 2021-12-26 10:00 | 891.0666 |  | 324.15 | 20.9649 | 3.025 | 0.2 | 69.5496 | 76.792 | 21.0016 | 0 |  | 891.0666 | 564.5698 | 325.5384 | 0.20618 | 564.5698 | 325.5384 | 0.18267 | 562.5458 | 309.588 | 0 | 854.6911 | 854.6772 | 98501.84 | 65.8042 | 98929.125 | 86699.53 | 83712.2 | 0 | 0 | 82875.1 | 683.649 | 0 | 0 | 0 | 0 | 82875.1 | 683.649 | 80522.24 | 80119.6328
8628 | 2021-12-26 11:00 | 951.2833 |  | 363.7333 | 22.0021 | 2.4025 | 0.2 | 81.1695 | 44.6736 | 9.4918 | 0 |  | 951.2833 | 586.4495 | 365.6311 | 0.22011 | 586.4495 | 365.6311 | 0.19501 | 586.0421 | 347.7195 | 0 | 915.0863 | 915.0886 | 105467.98 | 71.3901 | 105868.56 | 90908.555 | 88505.11 | 0 | 0 | 87510.17 | 664.0699 | 0 | 0 | 0 | 46.8594 | 87463.31 | 666.4117 | 84913.42 | 84488.8516
8629 | 2021-12-26 12:00 | 959.95 |  | 363.3 | 22.787 | 2.6233 | 0.2 | 80.209 | 309.2703 | 9.0832 | 0 |  | 959.95 | 596.6493 | 365.6752 | 0.22212 | 596.6493 | 365.6752 | 0.19679 | 596.2083 | 347.7644 | 0 | 925.0933 | 925.0916 | 106618.055 | 72.2157 | 107010.36 | 91606.66 | 88704.21 | 0 | 0 | 87695.445 | 661.072 | 0 | 0 | 0 | 103.3021 | 87592.14 | 666.5323 | 85036.61 | 84611.4297
8630 | 2021-12-26 13:00 | 878.7333 |  | 322.05 | 23.1685 | 2.5888 | 0.2 | 68.2827 | 281.7516 | 21.2932 | 0 |  | 878.7333 | 557.6087 | 324.6282 | 0.20333 | 557.6087 | 324.6282 | 0.18014 | 555.5284 | 308.7299 | 0 | 846.9731 | 846.934 | 97611.54 | 68.4924 | 98039.07 | 85083.82 | 82748.875 | 0 | 0 | 81894.27 | 672.3242 | 0 | 0 | 0 | 0 | 81894.27 | 672.3242 | 79582.625 | 79184.7188
8631 | 2021-12-26 14:00 | 764.7667 |  | 277.0167 | 23.4091 | 2.3896 | 0.2 | 55.3607 | 271.4648 | 34.2925 | 0 |  | 764.7667 | 489.3389 | 279.4841 | 0.17696 | 489.3389 | 279.4841 | 0.15678 | 484.1642 | 265.7979 | 0 | 734.9629 | 734.8908 | 84698.17 | 63.095 | 85078.13 | 75284.2 | 73366.99 | 0 | 0 | 72719.77 | 685.259 | 0 | 0 | 0 | 0 | 72719.77 | 685.259 | 70778.12 | 70424.2266
8632 | 2021-12-26 15:00 | 575.3667 |  | 246.1 | 23.335 | 2.2113 | 0.2 | 42.3648 | 264.5082 | 47.3413 | 0 |  | 575.3667 | 330.8935 | 248.2452 | 0.13313 | 330.8935 | 248.2452 | 0.11795 | 323.0063 | 236.0894 | 0 | 547.9138 | 547.903 | 63148.13 | 53.1641 | 63245.684 | 57893.29 | 55662.777 | 0 | 0 | 55319.445 | 717.1812 | 0 | 0 | 0 | 0 | 55319.445 | 717.1812 | 53914.215 | 53644.6445
8633 | 2021-12-26 16:00 | 390.7667 |  | 183.75 | 22.9736 | 2.7796 | 0.2 | 29.5027 | 258.43 | 60.2545 | 0 |  | 390.7667 | 208.4657 | 185.3799 | 0.090418 | 208.4657 | 185.3799 | 0.080106 | 197.8706 | 176.3028 | 0 | 366.6899 | 366.671 | 42260.137 | 42.4265 | 41967.18 | 39765.535 | 38594.74 | 0 | 0 | 38437.42 | 736.4639 | 0 | 0 | 0 | 0 | 38437.42 | 736.4639 | 37424.69 | 37237.5703
8634 | 2021-12-26 17:00 | 188.6833 |  | 111.7333 | 22.196 | 3.675 | 0.2 | 16.9149 | 252.3596 | 72.8984 | 0 |  | 188.6833 | 77.7503 | 112.2823 | 0.043659 | 77.7503 | 112.2823 | 0.03868 | 68.4139 | 106.784 | 0 | 171.694 | 171.6574 | 19783.924 | 30.9393 | 19118.14 | 18767.922 | 18115.447 | 0 | 0 | 18082.475 | 756.1384 | 0 | 0 | 0 | 0 | 18082.475 | 756.1384 | 17177.28 | 17091.3926
8635 | 2021-12-26 18:00 | 16.5833 |  | 16.0667 | 21.2128 | 2.8679 | 0.2 | 4.7625 | 245.7704 | 85.1162 | 0 |  | 16.5833 | 0.5055 | 16.1096 | 0.0038372 | 0.5055 | 16.1096 | 0.0033996 | 0.23384 | 15.3199 | 0 | 15.2427 | 15.244 | 1756.8905 | 22.0183 | 1249.9274 | 1259.5402 | 1216.5588 | 0 | 0 | 1216.377 | 684.0355 | 0 | 0 | 0 | 0 | 1216.377 | 684.0355 | 1011.8151 | 1006.7559814453125
8636 | 2021-12-26 19:00 | 0 |  | 0 | 20.3262 | 2.6517 | 0.2
8637 | 2021-12-26 20:00 | 0 |  | 0 | 19.4611 | 2.3879 | 0.2
8638 | 2021-12-26 21:00 | 0 |  | 0 | 18.596 | 2.5612 | 0.2
8639 | 2021-12-26 22:00 | 0 |  | 0 | 17.7309 | 2.5758 | 0.2
8640 | 2021-12-26 23:00 | 0 |  | 0 | 16.9071 | 2.45 | 0.2
8641 | 2021-12-27 | 0 |  | 0 | 16.3341 | 2.7071 | 0.2
8642 | 2021-12-27 01:00 | 0 |  | 0 | 15.8025 | 3.5096 | 0.2
8643 | 2021-12-27 02:00 | 0 |  | 0 | 15.483 | 3.5692 | 0.2
8644 | 2021-12-27 03:00 | 0 |  | 0 | 15.342 | 4.6742 | 0.2
8645 | 2021-12-27 04:00 | 0 |  | 0 | 15.3312 | 3.6342 | 0.2
8646 | 2021-12-27 05:00 | 56.2833 |  | 39.5333 | 15.7239 | 2.8808 | 0.2 | 5.8398 | 113.5771 | 84.8399 | 0 |  | 56.2833 | 14.7807 | 38.6584 | 0.013023 | 14.7807 | 38.6584 | 0.011538 | 8.8005 | 36.7581 | 0 | 44.6474 | 44.7194 | 5154.107 | 18.0855 | 4502.2935 | 4595.31 | 4083.4592 | 0 | 0 | 4081.7004 | 746.2619 | 0 | 0 | 0 | 0 | 4081.7004 | 746.2619 | 3504.1758 | 3486.655029296875
8647 | 2021-12-27 06:00 | 217.8833 |  | 109.9167 | 16.7247 | 2.1308 | 0.2 | 18.0399 | 107.0501 | 72.5961 | 0 |  | 217.8833 | 104.1204 | 109.3778 | 0.050415 | 104.1204 | 109.3778 | 0.044666 | 91.8943 | 104.0125 | 0 | 191.9887 | 191.992 | 22127.637 | 27.2155 | 21493.78 | 21336.29 | 19970.877 | 0 | 0 | 19933.035 | 772.4283 | 0 | 0 | 0 | 0 | 19933.035 | 772.4283 | 19021.37 | 18926.2617
8648 | 2021-12-27 07:00 | 390.4833 |  | 196.7667 | 17.9802 | 1.5896 | 0.2 | 30.6588 | 100.9963 | 59.9381 | 0 |  | 390.4833 | 190.0489 | 196.1233 | 0.090352 | 190.0489 | 196.1233 | 0.080048 | 180.5567 | 186.5089 | 0 | 359.7243 | 359.8194 | 41467.855 | 38.1317 | 41160.094 | 39531.04 | 37882.82 | 0 | 0 | 37739.414 | 751.8761 | 0 | 0 | 0 | 0 | 37739.414 | 751.8761 | 36743.598 | 36559.8789
8649 | 2021-12-27 08:00 | 565.6167 |  | 292.5833 | 19.3307 | 1.72 | 0.2 | 43.5388 | 94.8734 | 47.0252 | 0 |  | 565.6167 | 269.8927 | 292.0703 | 0.13088 | 269.8927 | 292.0703 | 0.11595 | 263.5691 | 277.7553 | 0 | 530.4979 | 530.4739 | 61138.426 | 48.8638 | 61200.92 | 56827.594 | 54281.965 | 0 | 0 | 53971.84 | 732.0773 | 0 | 0 | 0 | 0 | 53971.84 | 732.0773 | 52596.77 | 52333.7852
8650 | 2021-12-27 09:00 | 729.5167 |  | 325.5667 | 20.667 | 2.6304 | 0.2 | 56.5381 | 87.7421 | 34.0033 | 0 |  | 729.5167 | 401.0656 | 326.2113 | 0.1688 | 401.0656 | 326.2113 | 0.14955 | 396.9086 | 310.2249 | 0 | 692.9908 | 693.0217 | 79873.24 | 57.684 | 80208.59 | 72321.63 | 69890.96 | 0 | 0 | 69333.95 | 702.5964 | 0 | 0 | 0 | 0 | 69333.95 | 702.5964 | 67521.76 | 67184.1484
8651 | 2021-12-27 10:00 | 775.95 |  | 409.4667 | 21.7859 | 3.1983 | 0.2 | 69.4296 | 76.8115 | 21.1201 | 0 |  | 775.95 | 364.9613 | 409.8726 | 0.17954 | 364.9613 | 409.8726 | 0.15907 | 363.6373 | 389.7901 | 0 | 738.3588 | 738.3909 | 85101.17 | 60.2202 | 85484.63 | 76411.55 | 73714.164 | 0 | 0 | 73086.51 | 698.0345 | 0 | 0 | 0 | 0 | 73086.51 | 698.0345 | 71130.59 | 70774.9453
8652 | 2021-12-27 11:00 | 894.8166 |  | 378.65 | 22.8145 | 3.1983 | 0.2 | 81.0635 | 45.0422 | 9.5932 | 0 |  | 894.8166 | 515.1954 | 380.5023 | 0.20705 | 515.1954 | 380.5023 | 0.18344 | 514.8298 | 361.8621 | 0 | 859.158 | 859.1561 | 99020.39 | 67.5347 | 99445.16 | 86602.89 | 83725.54 | 0 | 0 | 82862.84 | 675.8482 | 0 | 0 | 0 | 0 | 82862.84 | 675.8482 | 80510.51 | 80107.9531
8653 | 2021-12-27 12:00 | 913.55 |  | 381.35 | 23.603 | 3.6225 | 0.2 | 80.2629 | 309.9048 | 9.0219 | 0 |  | 913.55 | 532.1965 | 383.6916 | 0.21138 | 532.1965 | 383.6916 | 0.18728 | 531.8074 | 364.8983 | 0 | 878.7717 | 878.7656 | 101279.75 | 68.4697 | 101701.63 | 88279.48 | 86124.27 | 0 | 0 | 85198.41 | 669.4022 | 0 | 0 | 0 | 0 | 85198.41 | 669.4022 | 82746.65 | 82332.9219
8654 | 2021-12-27 13:00 | 875.8333 |  | 334.5333 | 24.2804 | 3.7604 | 0.2 | 68.3714 | 281.9725 | 21.2018 | 0 |  | 875.8333 | 542.1982 | 337.1139 | 0.20266 | 542.1982 | 337.1139 | 0.17954 | 540.1932 | 320.6041 | 0 | 843.5813 | 843.6605 | 97233.43 | 67.0852 | 97659.3 | 85184.32 | 81799.516 | 0 | 0 | 80994.72 | 683.4197 | 0 | 0 | 0 | 0 | 80994.72 | 683.4197 | 78720.59 | 78326.9844
8655 | 2021-12-27 14:00 | 778.45 |  | 274.7167 | 24.6727 | 4.2442 | 0.2 | 55.4536 | 271.6001 | 34.198 | 0 |  | 778.45 | 505.3739 | 277.3984 | 0.18012 | 505.3739 | 277.3984 | 0.15958 | 500.0639 | 263.8147 | 0 | 748.6011 | 748.6395 | 86280.4 | 61.8295 | 86671.53 | 77037.54 | 74468.43 | 0 | 0 | 73808.54 | 691.2423 | 0 | 0 | 0 | 0 | 73808.54 | 691.2423 | 71824.44 | 71465.3125
8656 | 2021-12-27 15:00 | 636.0666 |  | 184.15 | 24.7305 | 5.02 | 0.2 | 42.4567 | 264.6141 | 47.2482 | 0 |  | 636.0666 | 454.1501 | 186.6638 | 0.14718 | 454.1501 | 186.6638 | 0.13039 | 443.3839 | 177.5244 | 0 | 608.4902 | 608.4495 | 70126.46 | 53.882 | 70335.945 | 64235.668 | 61400.027 | 0 | 0 | 60984.19 | 716.9505 | 0 | 0 | 0 | 0 | 60984.19 | 716.9505 | 59454.406 | 59157.1367
8657 | 2021-12-27 16:00 | 457.3833 |  | 101.7333 | 24.3531 | 5.2646 | 0.2 | 29.5912 | 258.5245 | 60.1649 | 0 |  | 457.3833 | 358.141 | 103.5519 | 0.10583 | 358.141 | 103.5519 | 0.093763 | 340.0371 | 98.4826 | 0 | 429.7494 | 429.8462 | 49540.52 | 44.7196 | 49386.918 | 46459.926 | 44620.875 | 0 | 0 | 44410.887 | 736.8545 | 0 | 0 | 0 | 0 | 44410.887 | 736.8545 | 43255.625 | 43039.3477
8658 | 2021-12-27 17:00 | 237.1333 |  | 77.9333 | 23.5418 | 4.6792 | 0.2 | 16.9979 | 252.4513 | 72.8142 | 0 |  | 237.1333 | 160.8565 | 79.2263 | 0.054869 | 160.8565 | 79.2263 | 0.048612 | 141.6705 | 75.3479 | 0 | 212.6781 | 212.6778 | 24512.072 | 33.8906 | 23910.248 | 23258.256 | 22012.717 | 0 | 0 | 21964.05 | 760.3029 | 0 | 0 | 0 | 0 | 21964.05 | 760.3029 | 21063.701 | 20958.3828
8659 | 2021-12-27 18:00 | 25.4333 |  | 24.6833 | 22.6187 | 4.2083 | 0.2 | 4.8379 | 245.8653 | 85.0397 | 0 |  | 25.4333 | 0.74527 | 24.7625 | 0.0058849 | 0.74527 | 24.7625 | 0.0052138 | 0.3515 | 23.5489 | 0 | 23.4224 | 23.4235 | 2699.6428 | 23.7832 | 2131.2593 | 2138.9053 | 2064.632 | 0 | 0 | 2064.144 | 705.8427 | 0 | 0 | 0 | 0 | 2064.144 | 705.8427 | 1733.3057 | 1724.6392
8660 | 2021-12-27 19:00 | 0 |  | 0 | 21.8224 | 2.7963 | 0.2
8661 | 2021-12-27 20:00 | 0 |  | 0 | 21.0501 | 2.2783 | 0.2
8662 | 2021-12-27 21:00 | 0 |  | 0 | 20.2778 | 1.9371 | 0.2
8663 | 2021-12-27 22:00 | 0 |  | 0 | 19.5054 | 2.4071 | 0.2
8664 | 2021-12-27 23:00 | 0 |  | 0 | 18.7818 | 3.0337 | 0.2
8665 | 2021-12-28 | 0 |  | 0 | 18.359 | 3.2017 | 0.2
8666 | 2021-12-28 01:00 | 0 |  | 0 | 18.0028 | 2.9588 | 0.2
8667 | 2021-12-28 02:00 | 0 |  | 0 | 17.7838 | 3.8975 | 0.2
8668 | 2021-12-28 03:00 | 0 |  | 0 | 17.5962 | 3.525 | 0.2
8669 | 2021-12-28 04:00 | 0 |  | 0 | 17.4781 | 4.1321 | 0.2
8670 | 2021-12-28 05:00 | 5.25 |  | 5.25 | 17.5691 | 4.5 | 0.2 | 5.7188 | 113.593 | 84.961 | 0 |  | 5.25 | 0 | 5.2625 | 0.0012148 | 0 | 5.2625 | 0.0010762 | 0 | 5.005 | 0 | 4.9049 | 4.9035 | 565.1497 | 17.8096 | 207.9101 | 206.6361 | 205.1293 | 0 | 0 | 205.121 | 543.1267 | 0 | 0 | 0 | 24.5892 | 180.5318 | 649.9994 | 148.4298 | 147.6876678466797
8671 | 2021-12-28 06:00 | 91.9 |  | 91.5833 | 18.0651 | 4.1913 | 0.2 | 17.9179 | 107.0561 | 72.7181 | 0 |  | 91.9 | 0.30531 | 90.9277 | 0.021264 | 0.30531 | 90.9277 | 0.018839 | 0.26911 | 86.4721 | 0 | 85.0064 | 85.0098 | 9797.769 | 22.2946 | 9075.553 | 9151.278 | 8807.473 | 0 | 0 | 8799.774 | 759.5106 | 0 | 0 | 0 | 0 | 8799.774 | 759.5106 | 7941.2993 | 7901.5928
8672 | 2021-12-28 07:00 | 219.05 |  | 200.9 | 18.7885 | 3.8008 | 0.2 | 30.5366 | 100.994 | 60.0602 | 0 |  | 219.05 | 17.8049 | 202.2654 | 0.050685 | 17.8049 | 202.2654 | 0.044905 | 16.909 | 192.3559 | 0 | 205.0796 | 205.0723 | 23635.465 | 29.1741 | 23020.06 | 22727.094 | 21757.918 | 0 | 0 | 21711.664 | 765.3001 | 0 | 0 | 0 | 0 | 21711.664 | 765.3001 | 20808.86 | 20704.8164
8673 | 2021-12-28 08:00 | 315.1167 |  | 278.2167 | 19.5099 | 3.9613 | 0.2 | 43.4167 | 94.8636 | 47.147 | 0 |  | 315.1167 | 36.4742 | 280.2964 | 0.072914 | 36.4742 | 280.2964 | 0.064598 | 35.6135 | 266.564 | 0 | 296.1339 | 296.1453 | 34131.742 | 34.3988 | 33688.17 | 32735.041 | 31495.424 | 0 | 0 | 31397.447 | 757.9628 | 0 | 0 | 0 | 0 | 31397.447 | 757.9628 | 30488.848 | 30336.4043
8674 | 2021-12-28 09:00 | 669.3 |  | 382.1167 | 20.7819 | 4.0725 | 0.2 | 56.416 | 87.727 | 34.1247 | 0 |  | 669.3 | 285.1269 | 381.9096 | 0.15487 | 285.1269 | 381.9096 | 0.13721 | 282.1469 | 363.1942 | 0 | 632.4343 | 632.4893 | 72895.46 | 52.4201 | 73145.75 | 67138.086 | 64895.742 | 0 | 0 | 64432.805 | 716.9699 | 0 | 0 | 0 | 0 | 64432.805 | 716.9699 | 62801.26 | 62487.2539
8675 | 2021-12-28 10:00 | 501.05 |  | 422.5333 | 21.4843 | 4.4742 | 0.2 | 69.3071 | 76.8101 | 21.241 | 0 |  | 501.05 | 78.1897 | 426.8114 | 0.11594 | 78.1897 | 426.8114 | 0.10271 | 77.9026 | 405.9023 | 0 | 474.1288 | 474.1293 | 54645.19 | 44.7715 | 54588.9 | 51362.844 | 49351.395 | 0 | 0 | 49097.906 | 736.9171 | 0 | 0 | 0 | 0 | 49097.906 | 736.9171 | 47833.61 | 47594.4414
8676 | 2021-12-28 11:00 | 771.5666 |  | 410.8167 | 22.2572 | 4.1188 | 0.2 | 80.9518 | 45.3667 | 9.6994 | 0 |  | 771.5666 | 360.0687 | 411.8273 | 0.17853 | 360.0687 | 411.8273 | 0.15817 | 359.8073 | 391.652 | 0 | 736.4302 | 736.4278 | 84876.555 | 59.0171 | 85257.8 | 76527.61 | 73028.43 | 0 | 0 | 72422.96 | 705.9193 | 0 | 0 | 0 | 0 | 72422.96 | 705.9193 | 70492.8 | 70140.3359
8677 | 2021-12-28 12:00 | 523.1167 |  | 398.4833 | 22.6343 | 3.085 | 0.2 | 80.31 | 310.5768 | 8.9672 | 0 |  | 523.1167 | 124.6321 | 399.0574 | 0.12104 | 124.6321 | 399.0574 | 0.10724 | 124.5418 | 379.5094 | 0 | 493.9703 | 493.9615 | 56930.2 | 48.4786 | 56916.758 | 52914.285 | 51275.15 | 0 | 0 | 50992.504 | 727.7479 | 0 | 0 | 0 | 0 | 50992.504 | 727.7479 | 49684.832 | 49436.4062
8678 | 2021-12-28 13:00 | 791.6 |  | 388.1333 | 23.1666 | 1.9317 | 0.2 | 68.4563 | 282.2138 | 21.1138 | 0 |  | 791.6 | 404.1358 | 390.6361 | 0.18317 | 404.1358 | 390.6361 | 0.16228 | 402.654 | 371.5048 | 0 | 758.6757 | 758.5879 | 87432.3 | 64.9947 | 87831.7 | 77197.47 | 75075.7 | 0 | 0 | 74389.99 | 682.068 | 0 | 0 | 0 | 0 | 74389.99 | 682.068 | 72383.06 | 72021.1406
8679 | 2021-12-28 14:00 | 833.9 |  | 223.0667 | 23.4747 | 1.5025 | 0.2 | 55.5434 | 271.7485 | 34.1065 | 0 |  | 833.9 | 612.8237 | 225.8307 | 0.19295 | 612.8237 | 225.8307 | 0.17095 | 606.4247 | 214.7728 | 0 | 804.7736 | 804.6563 | 92739.805 | 68.7178 | 93161.38 | 80783.13 | 77904.266 | 0 | 0 | 77150.57 | 674.3336 | 0 | 0 | 0 | 0 | 77150.57 | 674.3336 | 75033.73 | 74658.5547
8680 | 2021-12-28 15:00 | 55.2 |  | 55.2 | 22.8543 | 1.1904 | 0.2 | 42.5454 | 264.7298 | 47.1581 | 0 |  | 55.2 | 0 | 54.8614 | 0.012773 | 0 | 54.8614 | 0.011316 | 0 | 52.1735 | 0 | 51.13 | 51.1308 | 5892.9746 | 25.7704 | 5214.5894 | 5201.8184 | 4972.769 | 0 | 0 | 4970.157 | 735.386 | 0 | 0 | 0 | 0 | 4970.157 | 735.386 | 4308.043 | 4286.5029
8681 | 2021-12-28 16:00 | 50.8833 |  | 50.8833 | 22.1295 | 0.83958 | 0.2 | 29.6762 | 258.6271 | 60.0787 | 0 |  | 50.8833 | 0 | 50.5535 | 0.011774 | 0 | 50.5535 | 0.010431 | 0 | 48.0766 | 0 | 47.1151 | 47.1151 | 5430.1807 | 24.8597 | 4762.0107 | 4763.8555 | 4571.5293 | 0 | 0 | 4569.317 | 733.5533 | 0 | 0 | 0 | 0 | 4569.317 | 733.5533 | 3943.5466 | 3923.8291
8682 | 2021-12-28 17:00 | 97.1 |  | 95.6667 | 21.5508 | 0.7975 | 0.2 | 17.0771 | 252.5502 | 72.7339 | 0 |  | 97.1 | 1.4483 | 95.1624 | 0.022468 | 1.4483 | 95.1624 | 0.019905 | 1.2766 | 90.5005 | 0 | 89.9416 | 89.9423 | 10366.018 | 26.7728 | 9642.023 | 9588.035 | 9208.909 | 0 | 0 | 9200.254 | 750.6523 | 0 | 0 | 0 | 0 | 9200.254 | 750.6523 | 8337.02 | 8295.334
8683 | 2021-12-28 18:00 | 26.9167 |  | 26.8333 | 21.0352 | 1.2854 | 0.2 | 4.9089 | 245.9666 | 84.9675 | 0 |  | 26.9167 | 0.084017 | 26.6697 | 0.0062281 | 0.084017 | 26.6697 | 0.0055179 | 0.040321 | 25.3632 | 0 | 24.8954 | 24.8956 | 2869.2827 | 22.4489 | 2291.9346 | 2309.1973 | 2236.5574 | 0 | 0 | 2235.9895 | 714.3284 | 0 | 0 | 0 | 0 | 2235.9895 | 714.3284 | 1881.186 | 1871.7801513671875
8684 | 2021-12-28 19:00 | 0 |  | 0 | 20.9279 | 1.3587 | 0.2
8685 | 2021-12-28 20:00 | 0 |  | 0 | 20.8918 | 2.2062 | 0.2
8686 | 2021-12-28 21:00 | 0 |  | 0 | 20.8557 | 2.6967 | 0.2
8687 | 2021-12-28 22:00 | 0 |  | 0 | 20.8195 | 3.1208 | 0.2
8688 | 2021-12-28 23:00 | 0 |  | 0 | 20.7393 | 3.6225 | 0.2
8689 | 2021-12-29 | 0 |  | 0 | 20.4829 | 3.6758 | 0.2
8690 | 2021-12-29 01:00 | 0 |  | 0 | 20.6369 | 3.6587 | 0.2
8691 | 2021-12-29 02:00 | 0 |  | 0 | 20.1877 | 4.4579 | 0.2
8692 | 2021-12-29 03:00 | 0 |  | 0 | 20.7005 | 4.3946 | 0.2
8693 | 2021-12-29 04:00 | 0 |  | 0 | 20.4886 | 3.1437 | 0.2
8694 | 2021-12-29 05:00 | 7.1 |  | 7.1 | 20.9425 | 3.0742 | 0.2 | 5.5945 | 113.6018 | 85.0853 | 0 |  | 7.1 | 0 | 7.1124 | 0.0016428 | 0 | 7.1124 | 0.0014555 | 0 | 6.7643 | 0 | 6.629 | 6.6276 | 763.8621 | 21.2894 | 364.4609 | 364.9268 | 357.2575 | 0 | 0 | 357.2387 | 627.2291 | 0 | 0 | 0 | 7.7822 | 349.4564 | 649.9992 | 287.8662 | 286.42681884765625
8695 | 2021-12-29 06:00 | 87.1667 |  | 85.3167 | 21.6371 | 3.1242 | 0.2 | 17.7932 | 107.0545 | 72.8427 | 0 |  | 87.1667 | 1.7832 | 84.7228 | 0.020169 | 1.7832 | 84.7228 | 0.017869 | 1.5696 | 80.5714 | 0 | 80.4982 | 80.5047 | 9278.101 | 25.8417 | 8558.342 | 8535.096 | 8110.3066 | 0 | 0 | 8103.5913 | 751.6765 | 0 | 0 | 0 | 0 | 8103.5913 | 751.6765 | 7260.4985 | 7224.1963
8696 | 2021-12-29 07:00 | 177.1 |  | 158.3167 | 22.3202 | 3.3225 | 0.2 | 30.4121 | 100.9832 | 60.1844 | 0 |  | 177.1 | 18.4247 | 159.1087 | 0.040978 | 18.4247 | 159.1087 | 0.036305 | 17.4906 | 151.3141 | 0 | 165.4286 | 165.4329 | 19066.28 | 30.8827 | 18391.93 | 18059.02 | 17380.072 | 0 | 0 | 17349.95 | 757.3386 | 0 | 0 | 0 | 0 | 17349.95 | 757.3386 | 16451.734 | 16369.4756
8697 | 2021-12-29 08:00 | 306.9333 |  | 272.8333 | 23.173 | 3.6242 | 0.2 | 43.2925 | 94.8437 | 47.2707 | 0 |  | 306.9333 | 33.7052 | 274.8238 | 0.07102 | 33.7052 | 274.8238 | 0.062921 | 32.9041 | 261.3596 | 0 | 288.3784 | 288.387 | 33237.617 | 37.8959 | 32778.15 | 31500.541 | 30132.877 | 0 | 0 | 30041.219 | 752.8866 | 0 | 0 | 0 | 0 | 30041.219 | 752.8866 | 29141.555 | 28995.8457
8698 | 2021-12-29 09:00 | 375.8667 |  | 354.5667 | 23.8898 | 3.55 | 0.2 | 56.2919 | 87.6985 | 34.248 | 0 |  | 375.8667 | 21.1471 | 352.6902 | 0.08697 | 21.1471 | 352.6902 | 0.077052 | 20.9242 | 335.4094 | 0 | 349.2069 | 349.2185 | 40249.18 | 41.7786 | 39918.09 | 37903.492 | 36438.277 | 0 | 0 | 36301.9 | 743.7428 | 0 | 0 | 0 | 0 | 36301.9 | 743.7428 | 35325.434 | 35148.8086
8699 | 2021-12-29 10:00 | 462.0333 |  | 402.85 | 24.6417 | 3.8071 | 0.2 | 69.1821 | 76.7882 | 21.3641 | 0 |  | 462.0333 | 58.9362 | 406.6854 | 0.10691 | 58.9362 | 406.6854 | 0.094716 | 58.7172 | 386.7623 | 0 | 436.5699 | 436.5681 | 50315.586 | 46.7449 | 50177 | 46904.535 | 45381.94 | 0 | 0 | 45163.71 | 731.6126 | 0 | 0 | 0 | 0 | 45163.71 | 731.6126 | 43990.77 | 43770.8164
8700 | 2021-12-29 11:00 | 385.3667 |  | 361.6667 | 25.0902 | 4.6579 | 0.2 | 80.8347 | 45.6478 | 9.8103 | 0 |  | 385.3667 | 23.6551 | 364.6764 | 0.089168 | 23.6551 | 364.6764 | 0.078999 | 23.6376 | 346.8118 | 0 | 363.0404 | 363.0403 | 41840.94 | 42.7728 | 41539.902 | 39321.094 | 38015.266 | 0 | 0 | 37865.336 | 739.9732 | 0 | 0 | 0 | 0 | 37865.336 | 739.9732 | 36866.465 | 36682.1328
8701 | 2021-12-29 12:00 | 392.35 |  | 371.1333 | 25.3762 | 4.9329 | 0.2 | 80.3498 | 311.2849 | 8.9196 | 0 |  | 392.35 | 21.2164 | 369.687 | 0.090784 | 21.2164 | 369.687 | 0.080431 | 21.2012 | 351.5756 | 0 | 365.3213 | 365.3229 | 42104.305 | 42.9486 | 41808.297 | 39552.297 | 38314.965 | 0 | 0 | 38160.67 | 736.0966 | 0 | 0 | 0 | 0 | 38160.67 | 736.0966 | 37154.64 | 36968.8672
8702 | 2021-12-29 13:00 | 298.5333 |  | 273.8667 | 25.3172 | 5.8183 | 0.2 | 68.5373 | 282.4756 | 21.0294 | 0 |  | 298.5333 | 24.7076 | 275.5436 | 0.069076 | 24.7076 | 275.5436 | 0.061199 | 24.6177 | 262.0457 | 0 | 280.9302 | 280.9146 | 32376.88 | 38.296 | 31902.238 | 30619.537 | 29457.98 | 0 | 0 | 29368.848 | 746.8155 | 0 | 0 | 0 | 0 | 29368.848 | 746.8155 | 28473.836 | 28331.4668
8703 | 2021-12-29 14:00 | 255.4833 |  | 250.9167 | 25.3772 | 6.3354 | 0.2 | 55.6298 | 271.91 | 34.0181 | 0 |  | 255.4833 | 4.5816 | 249.7737 | 0.059115 | 4.5816 | 249.7737 | 0.052374 | 4.534 | 237.5372 | 0 | 237.2298 | 237.2278 | 27341.04 | 36.0827 | 26781.871 | 25879.691 | 24784.832 | 0 | 0 | 24722.406 | 750.2214 | 0 | 0 | 0 | 0 | 24722.406 | 750.2214 | 23868.285 | 23748.9434
8704 | 2021-12-29 15:00 | 134.85 |  | 134.8 | 24.9134 | 6.4363 | 0.2 | 42.6307 | 264.8554 | 47.0713 | 0 |  | 134.85 | 0.050248 | 134.0661 | 0.031202 | 0.050248 | 134.0661 | 0.027644 | 0.049069 | 127.4979 | 0 | 124.996 | 124.996 | 14405.985 | 30.5283 | 13690.664 | 13455.275 | 12933.498 | 0 | 0 | 12916.578 | 750.5163 | 0 | 0 | 0 | 0 | 12916.578 | 750.5163 | 12114.111 | 12053.541
8705 | 2021-12-29 16:00 | 35.35 |  | 35.35 | 24.3009 | 6.6612 | 0.2 | 29.7576 | 258.7377 | 59.9959 | 0 |  | 35.35 | 0 | 35.1135 | 0.0081795 | 0 | 35.1135 | 0.0072467 | 0 | 33.3931 | 0 | 32.7252 | 32.7254 | 3771.5798 | 25.756 | 3154.026 | 3146.6714 | 3040.4456 | 0 | 0 | 3039.408 | 715.3431 | 0 | 0 | 0 | 0 | 3039.408 | 715.3431 | 2579.8584 | 2566.959228515625
8706 | 2021-12-29 17:00 | 18.6333 |  | 18.6333 | 23.7131 | 6.5671 | 0.2 | 17.1522 | 252.656 | 72.6574 | 0 |  | 18.6333 | 0 | 18.4958 | 0.0043115 | 0 | 18.4958 | 0.0038198 | 0 | 17.5895 | 0 | 17.2377 | 17.2382 | 1986.6913 | 24.4829 | 1462.5427 | 1464.6108 | 1416.4858 | 0 | 0 | 1416.2418 | 687.1516 | 0 | 0 | 0 | 0 | 1416.2418 | 687.1516 | 1180.7039 | 1174.8003
8707 | 2021-12-29 18:00 | 4.1667 |  | 4.1667 | 22.1142 | 5.8146 | 0.2 | 4.9754 | 246.0742 | 84.8996 | 0 |  | 4.1667 | 0 | 4.1295 | 0.00096411 | 0 | 4.1295 | 0.00085416 | 0 | 3.9271 | 0 | 3.8486 | 3.8485 | 443.5506 | 22.2921 | 128.7133 | 128.3672 | 127.9922 | 0 | 0 | 127.987 | 423.7484 | 0 | 0 | 0 | 57.4698 | 70.5172 | 649.9995 | 57.9057 | 57.616127014160156
8708 | 2021-12-29 19:00 | 0 |  | 0 | 22.9804 | 6.05 | 0.2
8709 | 2021-12-29 20:00 | 0 |  | 0 | 22.7858 | 5.5567 | 0.2
8710 | 2021-12-29 21:00 | 0 |  | 0 | 22.32 | 4.7533 | 0.2
8711 | 2021-12-29 22:00 | 0 |  | 0 | 21.8542 | 4.5446 | 0.2
8712 | 2021-12-29 23:00 | 0 |  | 0 | 21.3545 | 3.1938 | 0.2
8713 | 2021-12-30 | 0 |  | 0 | 20.6366 | 3.1758 | 0.2
8714 | 2021-12-30 01:00 | 0 |  | 0 | 19.8764 | 2.85 | 0.2
8715 | 2021-12-30 02:00 | 0 |  | 0 | 19.387 | 3.2467 | 0.2
8716 | 2021-12-30 03:00 | 0 |  | 0 | 18.9608 | 3.5346 | 0.2
8717 | 2021-12-30 04:00 | 0 |  | 0 | 18.709 | 3.7783 | 0.2
8718 | 2021-12-30 05:00 | 27.7833 |  | 27.7833 | 19.1106 | 2.8317 | 0.2 | 5.4669 | 113.6036 | 85.2127 | 0 |  | 27.7833 | 0 | 27.5691 | 0.0064287 | 0 | 27.5691 | 0.0056955 | 0 | 26.2182 | 0 | 25.6938 | 25.6944 | 2961.4048 | 20.4706 | 2379.4458 | 2411.2437 | 2308.582 | 0 | 0 | 2307.984 | 714.1399 | 0 | 0 | 0 | 0 | 2307.984 | 714.1399 | 1943.3038 | 1933.5872802734375
8719 | 2021-12-30 06:00 | 229.8833 |  | 95.3667 | 20.4343 | 2.5233 | 0.2 | 17.6658 | 107.0453 | 72.9699 | 0 |  | 229.8833 | 129.6234 | 94.9285 | 0.053192 | 129.6234 | 94.9285 | 0.047126 | 113.9411 | 90.2717 | 0 | 200.1286 | 200.0978 | 23061.926 | 31.1745 | 22441.598 | 22004.123 | 20509.842 | 0 | 0 | 20468.938 | 760.3598 | 0 | 0 | 0 | 0 | 20468.938 | 760.3598 | 19558.387 | 19460.5938
8720 | 2021-12-30 07:00 | 432.6333 |  | 159.6833 | 21.8905 | 2.9492 | 0.2 | 30.2854 | 100.9638 | 60.3108 | 0 |  | 432.6333 | 267.7165 | 159.6117 | 0.10011 | 267.7165 | 159.6117 | 0.088689 | 254.0405 | 151.7859 | 0 | 397.7099 | 397.8444 | 45852.797 | 42.8349 | 45628.64 | 43171.11 | 41363.777 | 0 | 0 | 41188.203 | 739.1735 | 0 | 0 | 0 | 0 | 41188.203 | 739.1735 | 40109.34 | 39908.793
8721 | 2021-12-30 08:00 | 644.8667 |  | 193.3333 | 23.2909 | 2.7008 | 0.2 | 43.1665 | 94.8136 | 47.3961 | 0 |  | 644.8667 | 446.2906 | 194.1337 | 0.14921 | 446.2906 | 194.1337 | 0.1322 | 435.6041 | 184.6175 | 0 | 607.8172 | 607.9138 | 70062.65 | 55.6581 | 70270.22 | 63778.438 | 61356.48 | 0 | 0 | 60934.336 | 709.3872 | 0 | 0 | 0 | 0 | 60934.336 | 709.3872 | 59405.633 | 59108.6055
8722 | 2021-12-30 09:00 | 803.3 |  | 258.2333 | 24.8321 | 2.9942 | 0.2 | 56.166 | 87.6568 | 34.373 | 0 |  | 803.3 | 541.1439 | 259.3279 | 0.18587 | 541.1439 | 259.3279 | 0.16467 | 535.3915 | 246.6189 | 0 | 766.3702 | 766.5231 | 88344.33 | 65.103 | 88746.336 | 77962.7 | 75198.69 | 0 | 0 | 74517.8 | 683.9088 | 0 | 0 | 0 | 0 | 74517.8 | 683.9088 | 72505.836 | 72143.3047
8723 | 2021-12-30 10:00 | 938.3333 |  | 295.55 | 26.2439 | 3.8821 | 0.2 | 69.0548 | 76.746 | 21.4894 | 0 |  | 938.3333 | 640.0939 | 296.9672 | 0.21712 | 640.0939 | 296.9672 | 0.19236 | 637.6855 | 282.4165 | 0 | 901.6999 | 901.7074 | 103925.44 | 71.7413 | 104333.85 | 89475.37 | 87116.125 | 0 | 0 | 86145.87 | 661.2737 | 0 | 0 | 0 | 80.2171 | 86065.65 | 665.7004 | 83576.516 | 83158.6328
8724 | 2021-12-30 11:00 | 971.55 |  | 365.3667 | 27.3457 | 4.1983 | 0.2 | 80.7122 | 45.8862 | 9.9258 | 0 |  | 971.55 | 605.0331 | 367.2516 | 0.2248 | 605.0331 | 367.2516 | 0.19917 | 604.573 | 349.2605 | 0 | 934.7568 | 934.7541 | 107736.69 | 73.8367 | 108116.76 | 91983.67 | 88371.85 | 0 | 0 | 87362.52 | 660.7325 | 0 | 0 | 0 | 40.6171 | 87321.91 | 663.5459 | 84778.19 | 84354.2969
8725 | 2021-12-30 12:00 | 1005.7167 |  | 329.75 | 28.1867 | 4.3742 | 0.2 | 80.3822 | 312.0276 | 8.8794 | 0 |  | 1005.7167 | 675.9586 | 331.8617 | 0.23271 | 675.9586 | 331.8617 | 0.20617 | 675.4764 | 315.6073 | 0 | 971.262 | 971.2413 | 111935.72 | 76.1075 | 112277.2 | 94717.71 | 92384.44 | 0 | 0 | 91251.76 | 650.4644 | 0 | 0 | 0 | 490.7456 | 90761.01 | 658.182 | 88065.17 | 87624.8438
8726 | 2021-12-30 13:00 | 944.2 |  | 282.6333 | 28.7276 | 4.3154 | 0.2 | 68.6141 | 282.7578 | 20.9488 | 0 |  | 944.2 | 662.6666 | 285.3055 | 0.21847 | 662.6666 | 285.3055 | 0.19356 | 660.2756 | 271.3337 | 0 | 912.977 | 912.9939 | 105223.23 | 73.8951 | 105621.52 | 89842.98 | 86892.016 | 0 | 0 | 85923.586 | 660.7211 | 0 | 0 | 0 | 144.4336 | 85779.16 | 664.2694 | 83302.4 | 82885.8828
8727 | 2021-12-30 14:00 | 834.1333 |  | 205.9667 | 28.9523 | 3.8267 | 0.2 | 55.7127 | 272.0845 | 33.933 | 0 |  | 834.1333 | 630.22 | 208.702 | 0.19301 | 630.22 | 208.702 | 0.171 | 623.7167 | 198.483 | 0 | 805.7557 | 805.6757 | 92857.66 | 69.7069 | 93278.82 | 80592.97 | 77304.44 | 0 | 0 | 76558.04 | 672.2587 | 0 | 0 | 0 | 0 | 76558.04 | 672.2587 | 74465 | 74092.6797
8728 | 2021-12-30 15:00 | 680.7667 |  | 137.1167 | 28.8394 | 3.9854 | 0.2 | 42.7125 | 264.9907 | 46.9878 | 0 |  | 680.7667 | 546.3493 | 139.2917 | 0.15752 | 546.3493 | 139.2917 | 0.13956 | 533.5935 | 132.4717 | 0 | 652.7439 | 652.7537 | 75231.2 | 61.6209 | 75511.15 | 67151.74 | 64799.7 | 0 | 0 | 64307.79 | 696.9764 | 0 | 0 | 0 | 0 | 64307.79 | 696.9764 | 62680.75 | 62367.3477
8729 | 2021-12-30 16:00 | 456.1333 |  | 109.3167 | 28.2132 | 4.15 | 0.2 | 29.8352 | 258.8564 | 59.9168 | 0 |  | 456.1333 | 349.2594 | 111.2056 | 0.10554 | 349.2594 | 111.2056 | 0.093506 | 331.8669 | 105.7615 | 0 | 428.8759 | 428.8163 | 49421.203 | 49.5878 | 49265.37 | 45609.55 | 43706.297 | 0 | 0 | 43497.812 | 722.3722 | 0 | 0 | 0 | 0 | 43497.812 | 722.3722 | 42364.082 | 42152.2617
8730 | 2021-12-30 17:00 | 240.4 |  | 86.05 | 27.1641 | 3.9654 | 0.2 | 17.2233 | 252.7688 | 72.5849 | 0 |  | 240.4 | 155.9659 | 87.3815 | 0.055625 | 155.9659 | 87.3815 | 0.049282 | 137.7001 | 83.1037 | 0 | 216.3877 | 216.3957 | 24940.404 | 38.0414 | 24344.84 | 23369.803 | 22459.203 | 0 | 0 | 22406.549 | 744.8453 | 0 | 0 | 0 | 0 | 22406.549 | 744.8453 | 21511.22 | 21403.666
8731 | 2021-12-30 18:00 | 25.3333 |  | 25.3 | 25.8322 | 3.6733 | 0.2 | 5.0373 | 246.1881 | 84.8363 | 0 |  | 25.3333 | 0.034159 | 25.1454 | 0.0058618 | 0.034159 | 25.1454 | 0.0051933 | 0.016887 | 23.9135 | 0 | 23.4517 | 23.4517 | 2702.8645 | 27.0268 | 2134.3113 | 2121.4924 | 2052.8179 | 0 | 0 | 2052.3218 | 698.7905 | 0 | 0 | 0 | 0 | 2052.3218 | 698.7905 | 1723.1523 | 1714.5366
8732 | 2021-12-30 19:00 | 0 |  | 0 | 24.5422 | 4.175 | 0.2
8733 | 2021-12-30 20:00 | 0 |  | 0 | 23.3073 | 3.6767 | 0.2
8734 | 2021-12-30 21:00 | 0 |  | 0 | 22.3074 | 3.8267 | 0.2
8735 | 2021-12-30 22:00 | 0 |  | 0 | 21.2372 | 3.1196 | 0.2
8736 | 2021-12-30 23:00 | 0 |  | 0 | 20.1936 | 2.4033 | 0.2
8737 | 2021-12-31 | 0 |  | 0 | 19.4343 | 2.3363 | 0.2
8738 | 2021-12-31 01:00 | 0 |  | 0 | 18.75 | 2.7546 | 0.2
8739 | 2021-12-31 02:00 | 0 |  | 0 | 18.3281 | 3.9087 | 0.2
8740 | 2021-12-31 03:00 | 0 |  | 0 | 17.966 | 3.5421 | 0.2
8741 | 2021-12-31 04:00 | 0 |  | 0 | 17.7709 | 3.1033 | 0.2
8742 | 2021-12-31 05:00 | 27.1333 |  | 25.9833 | 18.2188 | 2.6792 | 0.2 | 5.3363 | 113.5983 | 85.3433 | 0 |  | 27.1333 | 1.0022 | 26.3382 | 0.0062783 | 1.0022 | 26.3382 | 0.0055623 | 0.59254 | 25.0496 | 0 | 25.1293 | 25.1265 | 2895.961 | 19.558 | 2317.314 | 2354.3916 | 2276.0215 | 0 | 0 | 2275.443 | 718.5316 | 0 | 0 | 0 | 0 | 2275.443 | 718.5316 | 1915.2153 | 1905.6392
8743 | 2021-12-31 06:00 | 235.6 |  | 90.2167 | 19.6326 | 2.3225 | 0.2 | 17.5359 | 107.0285 | 73.0995 | 0 |  | 235.6 | 140.0569 | 89.8123 | 0.054515 | 140.0569 | 89.8123 | 0.048298 | 122.9341 | 85.4064 | 0 | 204.1736 | 204.0543 | 23517.758 | 30.6857 | 22903.977 | 22491.193 | 21109.096 | 0 | 0 | 21065.477 | 761.0701 | 0 | 0 | 0 | 0 | 21065.477 | 761.0701 | 20157.744 | 20056.9551
8744 | 2021-12-31 07:00 | 449.6167 |  | 131.2 | 21.2169 | 3.145 | 0.2 | 30.1567 | 100.936 | 60.4392 | 0 |  | 449.6167 | 312.2862 | 131.5877 | 0.10404 | 312.2862 | 131.5877 | 0.092171 | 296.2089 | 125.1353 | 0 | 412.9173 | 413.0153 | 47602.152 | 42.7671 | 47411.44 | 44866.12 | 42724.164 | 0 | 0 | 42537.17 | 743.1395 | 0 | 0 | 0 | 0 | 42537.17 | 743.1395 | 41426.19 | 41219.0586
8745 | 2021-12-31 08:00 | 657.95 |  | 171.7667 | 22.7794 | 3.3483 | 0.2 | 43.0387 | 94.7734 | 47.5233 | 0 |  | 657.95 | 480.5219 | 172.6301 | 0.15224 | 480.5219 | 172.6301 | 0.13488 | 468.9298 | 164.1678 | 0 | 620.4357 | 620.4097 | 71502.81 | 54.8529 | 71731.67 | 65287.082 | 62381.27 | 0 | 0 | 61950.703 | 711.371 | 0 | 0 | 0 | 0 | 61950.703 | 711.371 | 60400.03 | 60098.0312
8746 | 2021-12-31 09:00 | 830.6167 |  | 226.9333 | 24.2531 | 3.5275 | 0.2 | 56.0383 | 87.6019 | 34.4996 | 0 |  | 830.6167 | 599.3291 | 228.1718 | 0.19219 | 599.3291 | 228.1718 | 0.17027 | 592.9033 | 216.9897 | 0 | 793.6951 | 793.7875 | 91485.93 | 64.9566 | 91903.484 | 80783.414 | 78152.97 | 0 | 0 | 77421.07 | 683.5563 | 0 | 0 | 0 | 0 | 77421.07 | 683.5563 | 75293.32 | 74916.8516
8747 | 2021-12-31 10:00 | 946.85 |  | 283.1333 | 25.6928 | 2.8533 | 0.2 | 68.9253 | 76.6838 | 21.6167 | 0 |  | 946.85 | 660.9349 | 284.6228 | 0.21909 | 660.9349 | 284.6228 | 0.1941 | 658.417 | 270.6769 | 0 | 910.512 | 910.5258 | 104941.016 | 73.8367 | 105342.11 | 89628.086 | 86824.87 | 0 | 0 | 85850.66 | 658.5711 | 0 | 0 | 0 | 175.9248 | 85674.73 | 664.2721 | 83202.48 | 82786.4609
8748 | 2021-12-31 11:00 | 1006.7667 |  | 308.3 | 26.8886 | 2.8983 | 0.2 | 80.5846 | 46.0828 | 10.0458 | 0 |  | 1006.7667 | 697.1399 | 310.074 | 0.23295 | 697.1399 | 310.074 | 0.20639 | 696.5967 | 294.8841 | 0 | 971.6512 | 971.6484 | 111985.75 | 78.1594 | 112324.62 | 94007.71 | 91123.25 | 0 | 0 | 90018.836 | 647.4735 | 0 | 0 | 0 | 1148.6868 | 88870.15 | 659.2553 | 86258.43 | 85827.1406
8749 | 2021-12-31 12:00 | 1000.7833 |  | 334.1 | 27.7706 | 3.1467 | 0.2 | 80.4069 | 312.8029 | 8.8469 | 0 |  | 1000.7833 | 666.6765 | 336.1825 | 0.23157 | 666.6765 | 336.1825 | 0.20516 | 666.2034 | 319.7165 | 0 | 966.2014 | 966.1869 | 111357.414 | 78.1803 | 111703.9 | 93483.88 | 91351.016 | 0 | 0 | 90219.64 | 643.8522 | 0 | 0 | 0 | 945.5561 | 89274.086 | 655.0324 | 86644.5 | 86211.2812
8750 | 2021-12-31 13:00 | 942.05 |  | 271.6167 | 28.3337 | 3.7071 | 0.2 | 68.6866 | 283.0602 | 20.8721 | 0 |  | 942.05 | 671.5513 | 274.3162 | 0.21798 | 671.5513 | 274.3162 | 0.19312 | 669.1463 | 260.8826 | 0 | 911.4283 | 911.4744 | 105050.52 | 74.6916 | 105448.86 | 89421.25 | 86541.516 | 0 | 0 | 85571.04 | 658.1125 | 0 | 0 | 0 | 192.1878 | 85378.85 | 663.9009 | 82919.336 | 82504.7422
8751 | 2021-12-31 14:00 | 838.3 |  | 207.3 | 28.5671 | 4.4304 | 0.2 | 55.7919 | 272.2721 | 33.8513 | 0 |  | 838.3 | 633.0682 | 210.0417 | 0.19397 | 633.0682 | 210.0417 | 0.17185 | 626.5717 | 199.7572 | 0 | 809.8023 | 809.7648 | 93325.07 | 68.4186 | 93749.02 | 81390 | 79198.664 | 0 | 0 | 78413.164 | 673.0547 | 0 | 0 | 0 | 0 | 78413.164 | 673.0547 | 76245.2 | 75863.9766
8752 | 2021-12-31 15:00 | 663.9833 |  | 155.2167 | 28.4327 | 5.1742 | 0.2 | 42.7907 | 265.1357 | 46.9077 | 0 |  | 663.9833 | 511.2998 | 157.6351 | 0.15364 | 511.2998 | 157.6351 | 0.13612 | 499.4181 | 149.9174 | 0 | 636.3488 | 636.3272 | 73338.766 | 58.7066 | 73593.71 | 66115.055 | 64068.29 | 0 | 0 | 63590.887 | 700.3738 | 0 | 0 | 0 | 0 | 63590.887 | 700.3738 | 61989.57 | 61679.625
8753 | 2021-12-31 16:00 | 449.9667 |  | 120.7 | 27.8198 | 4.655 | 0.2 | 29.909 | 258.9829 | 59.8414 | 0 |  | 449.9667 | 331.593 | 122.6656 | 0.10412 | 331.593 | 122.6656 | 0.092242 | 315.1551 | 116.6604 | 0 | 423.1792 | 423.19 | 48773.934 | 48.4348 | 48605.688 | 45170.28 | 43144.47 | 0 | 0 | 42943.38 | 728.1755 | 0 | 0 | 0 | 0 | 42943.38 | 728.1755 | 41822.76 | 41613.6484
8754 | 2021-12-31 17:00 | 233.8 |  | 89.3 | 26.7963 | 4.2517 | 0.2 | 17.2902 | 252.8885 | 72.5165 | 0 |  | 233.8 | 146.0182 | 90.2978 | 0.054098 | 146.0182 | 90.2978 | 0.047929 | 129.0099 | 85.877 | 0 | 210.5891 | 210.4721 | 24258.268 | 37.239 | 23652.408 | 22763.36 | 21768.688 | 0 | 0 | 21719.582 | 747.1739 | 0 | 0 | 0 | 0 | 21719.582 | 747.1739 | 20816.85 | 20712.7656
8755 | 2021-12-31 18:00 | 25.0833 |  | 23.0333 | 25.392 | 4.0067 | 0.2 | 5.0945 | 246.3081 | 84.7775 | 0 |  | 25.0833 | 2.101 | 23.0194 | 0.0058039 | 2.101 | 23.0194 | 0.005142 | 1.0518 | 21.8912 | 0 | 22.4841 | 22.4841 | 2591.2634 | 26.52 | 2028.887 | 2019.7766 | 1954.0414 | 0 | 0 | 1953.5818 | 695.2744 | 0 | 0 | 0 | 0 | 1953.5818 | 695.2744 | 1638.453 | 1630.2607
8756 | 2021-12-31 19:00 | 0 |  | 0 | 23.3922 | 2.71 | 0.2
8757 | 2021-12-31 20:00 | 0 |  | 0 | 21.613 | 1.7463 | 0.2
8758 | 2021-12-31 21:00 | 0 |  | 0 | 19.7859 | 0.64375 | 0.2
8759 | 2021-12-31 22:00 | 0 |  | 0 | 17.9404 | 0.35 | 0.2
8760 | 2021-12-31 23:00 | 0 |  | 0 | 14.3749 | 0.41375 | 0.2